## DNO_CONNECTIONS_NORTHEAST
| GENERAL DATA | [12 empty] | ALREADY CONNECTED | [5 empty] | ACCEPTED TO CONNECT | [6 empty] | PROVIDING SERVICES
Customer Name | Customer Site | Grid Supply Point (GSP) | Bulk Supply Point | Primary | Licence Area | Primary Resource Type | Primary Resource Type - Installed Capacity (MVA) | Resource Type 2 | Resource Type 2 - Installed Capacity (MVA) | Resource Type 3 | Resource Type 3 - Installed Capacity (MVA) | ANM Connection (Yes/No) | Connection Status (Connected/Accepted to Connect) | Installed Generation Capacity (MVA) | Export Capacity (MW) | Export Capacity (MVA) | Import Capacity (MW) | Import Capacity (MVA) | Date Connected | Accepted to Connect Generation Capacity (MVA) | Export Capacity (MW) | Export Capacity (MVA) | Import Capacity (MW) | Import Capacity (MVA) | Date Accepted | Target Energisation Date | Distribution Service Provider (Yes/No) | Transmission Service Provider (Yes/No) | Reference
NPgN00000 | REDACTED INFORMATION | Blyth 132kV | Generation Customer | Generation Customer | Northern Powergrid Northeast Limited | Biomass | 420 | - | - | - | - | Yes | Connected | 420 | 380 | 400 | To Be Confirmed | To Be Confirmed | 2002-10-01 | - | - | - | - | - | - | - | No | To Be Confirmed | -
NPgN00017 | REDACTED INFORMATION | Blyth 132kV | Generation Customer | Generation Customer | Northern Powergrid Northeast Limited | Wind onshore | 31.5 | - | - | - | - | Yes | Connected | 31.5 | 29.925 | 31.5 | To Be Confirmed | To Be Confirmed | 2011-11-07 | - | - | - | - | - | - | - | No | To Be Confirmed | -
NPgN00014 | REDACTED INFORMATION | Blyth 132kV | Linton | Generation Customer | Northern Powergrid Northeast Limited | Wind onshore | 57 | - | - | - | - | Yes | Connected | 57 | 54.15 | 57 | To Be Confirmed | To Be Confirmed | 2012-11-19 | - | - | - | - | - | - | - | No | To Be Confirmed | -
NPgN00015 | REDACTED INFORMATION | Blyth 132kV | Linton | Generation Customer | Northern Powergrid Northeast Limited | Wind onshore | 21.58 | - | - | - | - | Yes | Connected | 21.58 | 20.501 | 21.58 | To Be Confirmed | To Be Confirmed | 2013-01-30 | - | - | - | - | - | - | - | No | To Be Confirmed | -
NPgN00013 | REDACTED INFORMATION | Blyth 132kV | Linton | Lynemouth | Northern Powergrid Northeast Limited | Wind onshore | 2.42 | - | - | - | - | No | Connected | 2.42 | 2.299 | 2.42 | To Be Confirmed | To Be Confirmed | 2013-03-28 | - | - | - | - | - | - | - | No | To Be Confirmed | -
NPgN00021 | REDACTED INFORMATION | Blyth 66kV | Blyth 66kV | Ashington | Northern Powergrid Northeast Limited | Waste | 1.379 | - | - | - | - | No | Connected | 1.379 | 1.31 | 1.379 | To Be Confirmed | To Be Confirmed | 1999-12-30 | - | - | - | - | - | - | - | No | To Be Confirmed | -
NPgN00018 | REDACTED INFORMATION | Blyth 66kV | Blyth 66kV | Ashington | Northern Powergrid Northeast Limited | Wind onshore | 3.411 | - | - | - | - | No | Connected | 3.411 | 3.24 | 3.411 | To Be Confirmed | To Be Confirmed | 2000-11-14 | - | - | - | - | - | - | - | No | To Be Confirmed | -
NPgN00025 | REDACTED INFORMATION | Blyth 66kV | Blyth 66kV | Fawdon T1 | Northern Powergrid Northeast Limited | Waste | 2.316 | - | - | - | - | No | Connected | 2.316 | 2.09 | 2.2 | To Be Confirmed | To Be Confirmed | 2004-01-06 | - | - | - | - | - | - | - | No | To Be Confirmed | -
NPgN00661 | REDACTED INFORMATION | Blyth 66kV | Blyth 66kV | Generation Customer | Northern Powergrid Northeast Limited | Wind offshore | 61.474 | - | - | - | - | No | Accepted to Connect | - | - | - | - | - | - | 61.474 | 58.4 | 61.474 | To Be Confirmed | To Be Confirmed | 2011-02-28 | To Be Confirmed | No | To Be Confirmed | -
NPgN00002 | REDACTED INFORMATION | Blyth 66kV | Blyth 66kV | Generation Customer | Northern Powergrid Northeast Limited | Wind onshore | 19.474 | - | - | - | - | No | Connected | 19.474 | 18.5 | 19.474 | To Be Confirmed | To Be Confirmed | 2016-05-25 | - | - | - | - | - | - | - | No | To Be Confirmed | -
NPgN00003 | REDACTED INFORMATION | Blyth 66kV | Blyth 66kV | Generation Customer | Northern Powergrid Northeast Limited | Wind onshore | 8.632 | - | - | - | - | No | Connected | 8.632 | 8.2 | 8.632 | To Be Confirmed | To Be Confirmed | 2016-06-13 | - | - | - | - | - | - | - | No | To Be Confirmed | -
NPgN00038 | REDACTED INFORMATION | Blyth 66kV | Blyth 66kV | Generation Customer | Northern Powergrid Northeast Limited | Wind offshore | 43.684 | - | - | - | - | No | Connected | 43.684 | 41.5 | 43.684 | To Be Confirmed | To Be Confirmed | 2017-04-28 | - | - | - | - | - | - | - | No | To Be Confirmed | -
NPgN00498 | REDACTED INFORMATION | Blyth 66kV | Blyth 66kV | Generation Customer | Northern Powergrid Northeast Limited | Biomass | 33.333 | - | - | - | - | No | Connected | 33.333 | 31.666 | 33.333 | To Be Confirmed | To Be Confirmed | 2017-08-16 | - | - | - | - | - | - | - | No | To Be Confirmed | -
NPgN00029 | REDACTED INFORMATION | Blyth 66kV | Blyth 66kV | Maddison Street | Northern Powergrid Northeast Limited | Wind offshore | 4 | - | - | - | - | No | Connected | 4 | 0.015 | 0.016 | To Be Confirmed | To Be Confirmed | 2000-11-28 | - | - | - | - | - | - | - | No | To Be Confirmed | -
NPgN00031 | REDACTED INFORMATION | Blyth 66kV | Blyth 66kV | Maddison Street | Northern Powergrid Northeast Limited | Wind offshore | 4 | - | - | - | - | No | Connected | 4 | 3.8 | 4 | To Be Confirmed | To Be Confirmed | 2000-11-28 | - | - | - | - | - | - | - | No | To Be Confirmed | -
NPgN00035 | REDACTED INFORMATION | Blyth 66kV | Blyth 66kV | Morpeth | Northern Powergrid Northeast Limited | Wind onshore | 15.789 | - | - | - | - | No | Connected | 15.789 | 14.393 | 15.151 | To Be Confirmed | To Be Confirmed | 2013-02-26 | - | - | - | - | - | - | - | No | To Be Confirmed | -
NPgN00042 | REDACTED INFORMATION | Blyth 66kV | Blyth 66kV | Seghill | Northern Powergrid Northeast Limited | Waste | 4.151 | - | - | - | - | No | Connected | 4.151 | 3.8 | 4 | To Be Confirmed | To Be Confirmed | 2004-11-01 | - | - | - | - | - | - | - | No | To Be Confirmed | -
NPgN00045 | REDACTED INFORMATION | Blyth 66kV | Blyth 66kV | West Hartford | Northern Powergrid Northeast Limited | Wind onshore | 4.2 | - | - | - | - | No | Connected | 4.2 | 3.8 | 4 | To Be Confirmed | To Be Confirmed | 2010-09-01 | - | - | - | - | - | - | - | No | To Be Confirmed | -
NPgN00047 | REDACTED INFORMATION | Fourstones 20kV | Fourstones 20kV | Fourstones 20kV | Northern Powergrid Northeast Limited | Wind onshore | 36 | - | - | - | - | No | Connected | 36 | 34.2 | 36 | To Be Confirmed | To Be Confirmed | 2012-05-11 | - | - | - | - | - | - | - | No | To Be Confirmed | -
NPgN00694 | REDACTED INFORMATION | Fourstones 33kV | Fourstones 33kV | Generation Customer | Northern Powergrid Northeast Limited | Battery storage | 8.842 | - | - | - | - | No | Accepted to Connect | - | - | - | - | - | - | 8.842 | 8.4 | 8.842 | To Be Confirmed | To Be Confirmed | 2019-08-15 | To Be Confirmed | No | To Be Confirmed | -
NPgN00051 | REDACTED INFORMATION | Fourstones 33kV | Fourstones 33kV | Generation Customer | Northern Powergrid Northeast Limited | Wind onshore | 57.263 | - | - | - | - | No | Connected | 57.263 | 54.4 | 57.263 | To Be Confirmed | To Be Confirmed | 2016-11-01 | - | - | - | - | - | - | - | No | To Be Confirmed | -
NPgN00052 | REDACTED INFORMATION | Hartmoor | Hartmoor | Amberton Road | Northern Powergrid Northeast Limited | Fossil Gas | 2.105 | - | - | - | - | No | Connected | 2.105 | 1.9 | 2 | To Be Confirmed | To Be Confirmed | 2003-11-03 | - | - | - | - | - | - | - | No | To Be Confirmed | -
NPgN00534 | REDACTED INFORMATION | Hartmoor | Hartmoor | Generation Customer | Northern Powergrid Northeast Limited | Fossil Gas | 52.52 | - | - | - | - | No | Accepted to Connect | - | - | - | - | - | - | 52.52 | 49.894 | 52.52 | To Be Confirmed | To Be Confirmed | 2017-06-29 | To Be Confirmed | No | To Be Confirmed | -
NPgN00701 | REDACTED INFORMATION | Hartmoor | Hartmoor | Generation Customer | Northern Powergrid Northeast Limited | Solar | 52.631 | - | - | - | - | No | Accepted to Connect | - | - | - | - | - | - | 52.631 | 49.999 | 52.631 | To Be Confirmed | To Be Confirmed | 2019-10-10 | To Be Confirmed | No | To Be Confirmed | -
NPgN00675 | REDACTED INFORMATION | Hartmoor | Hartmoor | Hartmoor 66/20kV | Northern Powergrid Northeast Limited | Battery storage | 1.316 | - | - | - | - | No | Accepted to Connect | - | - | - | - | - | - | 1.316 | 1.25 | 1.316 | To Be Confirmed | To Be Confirmed | 2018-11-01 | To Be Confirmed | No | To Be Confirmed | -
NPgN00060 | REDACTED INFORMATION | Hartmoor | Hartmoor | Hartmoor 66/20kV | Northern Powergrid Northeast Limited | Wind onshore | 8.251 | - | - | - | - | No | Connected | 8.251 | 7.363 | 7.751 | To Be Confirmed | To Be Confirmed | 2003-06-20 | - | - | - | - | - | - | - | No | To Be Confirmed | -
NPgN00065 | REDACTED INFORMATION | Hartmoor | Hartmoor | Peterlee West | Northern Powergrid Northeast Limited | Wind onshore | 10.526 | - | - | - | - | No | Connected | 10.526 | 9.938 | 10.461 | To Be Confirmed | To Be Confirmed | 2010-09-21 | - | - | - | - | - | - | - | No | To Be Confirmed | -
NPgN00067 | REDACTED INFORMATION | Hartmoor | Hartmoor | Peterlee West | Northern Powergrid Northeast Limited | Wind onshore | 4 | - | - | - | - | No | Connected | 4 | 3.8 | 4 | To Be Confirmed | To Be Confirmed | 2011-02-21 | - | - | - | - | - | - | - | No | To Be Confirmed | -
NPgN00677 | REDACTED INFORMATION | Hartmoor | Hartmoor | Wynyard | Northern Powergrid Northeast Limited | Fossil Gas | 19.501 | - | - | - | - | No | Accepted to Connect | - | - | - | - | - | - | 19.501 | 0 | 0 | To Be Confirmed | To Be Confirmed | 2018-12-12 | To Be Confirmed | No | To Be Confirmed | -
NPgN00072 | REDACTED INFORMATION | Hartmoor | Hartmoor | Wynyard | Northern Powergrid Northeast Limited | Wind onshore | 14.105 | - | - | - | - | No | Connected | 14.105 | 12.065 | 12.7 | To Be Confirmed | To Be Confirmed | 2007-11-21 | - | - | - | - | - | - | - | No | To Be Confirmed | -
NPgN00074 | REDACTED INFORMATION | Hartmoor | Hartmoor | Wynyard | Northern Powergrid Northeast Limited | Wind onshore | 13.158 | - | - | - | - | No | Connected | 13.158 | 14.25 | 15 | To Be Confirmed | To Be Confirmed | 2016-11-24 | - | - | - | - | - | - | - | No | To Be Confirmed | -
NPgN00583 | REDACTED INFORMATION | Hawthorn Pit Grid | Hawthorn Pit Grid | Generation Customer | Northern Powergrid Northeast Limited | Fossil Gas | 42.105 | - | - | - | - | No | Accepted to Connect | - | - | - | - | - | - | 42.105 | 40 | 42.105 | To Be Confirmed | To Be Confirmed | 2017-11-17 | To Be Confirmed | No | To Be Confirmed | -
NPgN00654 | REDACTED INFORMATION | Hawthorn Pit Grid | Hawthorn Pit Grid | Generation Customer | Northern Powergrid Northeast Limited | Fossil Gas | 41.895 | - | - | - | - | No | Accepted to Connect | - | - | - | - | - | - | 41.895 | 35 | 36.842 | To Be Confirmed | To Be Confirmed | 2018-08-01 | To Be Confirmed | No | To Be Confirmed | -
| REDACTED INFORMATION | Hawthorn Pit Grid | Hawthorn Pit Grid | Generation Customer | Northern Powergrid Northeast Limited | Solar | 47.368 | - | - | - | - | No | Accepted to Connect | - | - | - | - | - | - | 47.368 | 45 | 44.365 | To Be Confirmed | To Be Confirmed | 2020-01-15 | To Be Confirmed | No | To Be Confirmed | -
NPgN00082 | REDACTED INFORMATION | Hawthorn Pit Grid | Hawthorn Pit Grid | Hawthorn Pit | Northern Powergrid Northeast Limited | Wind onshore | 2.6 | - | - | - | - | No | Connected | 2.6 | 2.375 | 2.5 | To Be Confirmed | To Be Confirmed | 2002-11-20 | - | - | - | - | - | - | - | No | To Be Confirmed | -
NPgN00080 | REDACTED INFORMATION | Hawthorn Pit Grid | Hawthorn Pit Grid | Hawthorn Pit | Northern Powergrid Northeast Limited | Wind onshore | 5.5 | - | - | - | - | No | Connected | 5.5 | 5.225 | 5.5 | To Be Confirmed | To Be Confirmed | 2010-04-01 | - | - | - | - | - | - | - | No | To Be Confirmed | -
NPgN00083 | REDACTED INFORMATION | Hawthorn Pit Grid | Hawthorn Pit Grid | Hawthorn Pit | Northern Powergrid Northeast Limited | Wind onshore | 6.2 | - | - | - | - | No | Connected | 6.2 | 5.928 | 6.24 | To Be Confirmed | To Be Confirmed | 2012-09-27 | - | - | - | - | - | - | - | No | To Be Confirmed | -
NPgN00665 | REDACTED INFORMATION | Hawthorn Pit Grid | Hawthorn Pit Grid | Houghton | Northern Powergrid Northeast Limited | Solar | 1.684 | - | - | - | - | No | Accepted to Connect | - | - | - | - | - | - | 1.684 | 0 | 0 | To Be Confirmed | To Be Confirmed | 2018-10-31 | To Be Confirmed | No | To Be Confirmed | -
NPgN00084 | REDACTED INFORMATION | Hawthorn Pit Grid | Hawthorn Pit Grid | Houghton | Northern Powergrid Northeast Limited | Waste | 2 | - | - | - | - | No | Connected | 2 | 1.9 | 2 | To Be Confirmed | To Be Confirmed | 2005-11-02 | - | - | - | - | - | - | - | No | To Be Confirmed | -
NPgN00085 | REDACTED INFORMATION | Hawthorn Pit Grid | Hawthorn Pit Grid | Houghton | Northern Powergrid Northeast Limited | Fossil Gas | 2.1 | - | - | - | - | No | Connected | 2.1 | 1.995 | 2.1 | To Be Confirmed | To Be Confirmed | 2014-02-18 | - | - | - | - | - | - | - | No | To Be Confirmed | -
NPgN00586 | REDACTED INFORMATION | Hawthorn Pit Grid | Hawthorn Pit Grid | Peterlee Industrial | Northern Powergrid Northeast Limited | Fossil Gas | 4.211 | - | - | - | - | No | Accepted to Connect | - | - | - | - | - | - | 4.211 | 3.8 | 4 | To Be Confirmed | To Be Confirmed | 2017-12-28 | To Be Confirmed | No | To Be Confirmed | -
NPgN00087 | REDACTED INFORMATION | Hawthorn Pit Grid | Hawthorn Pit Grid | Peterlee Industrial | Northern Powergrid Northeast Limited | Solar | 5.263 | - | - | - | - | No | Connected | 5.263 | 4.974 | 5.236 | To Be Confirmed | To Be Confirmed | 2016-03-10 | - | - | - | - | - | - | - | No | To Be Confirmed | -
NPgN00088 | REDACTED INFORMATION | Hawthorn Pit Grid | Hawthorn Pit Grid | Stoney Cut | Northern Powergrid Northeast Limited | Wind onshore | 8.2 | - | - | - | - | No | Connected | 8.2 | 7.79 | 8.2 | To Be Confirmed | To Be Confirmed | 2009-12-14 | - | - | - | - | - | - | - | No | To Be Confirmed | -
NPgN00630 | REDACTED INFORMATION | Knaresborough | Generation Customer | Generation Customer | Northern Powergrid Northeast Limited | Solar | 51.579 | - | - | - | - | No | Accepted to Connect | - | - | - | - | - | - | 51.579 | 49 | 51.579 | To Be Confirmed | To Be Confirmed | 2017-11-09 | To Be Confirmed | No | To Be Confirmed | -
NPgN00645 | REDACTED INFORMATION | Knaresborough | Harrogate 132/11kV | Harrogate 132/11kV | Northern Powergrid Northeast Limited | Battery storage | 5.263 | - | - | - | - | No | Accepted to Connect | - | - | - | - | - | - | 5.263 | 5 | 5.263 | To Be Confirmed | To Be Confirmed | 2018-05-14 | To Be Confirmed | No | To Be Confirmed | -
NPgN00100 | REDACTED INFORMATION | Knaresborough | Harrogate 132/33kV | Generation Customer | Northern Powergrid Northeast Limited | Wind onshore | 16 | - | - | - | - | No | Connected | 16 | 16.055 | 16.9 | To Be Confirmed | To Be Confirmed | 2010-04-01 | - | - | - | - | - | - | - | No | To Be Confirmed | -
NPgN00101 | REDACTED INFORMATION | Knaresborough | Harrogate 132/33kV | Starbeck | Northern Powergrid Northeast Limited | Fossil Gas | 1.5 | - | - | - | - | No | Connected | 1.5 | 0.4 | 0.421 | To Be Confirmed | To Be Confirmed | 2016-04-01 | - | - | - | - | - | - | - | No | To Be Confirmed | -
NPgN00649 | REDACTED INFORMATION | Knaresborough | Husthwaite | Generation Customer | Northern Powergrid Northeast Limited | Fossil Gas | 28.421 | - | - | - | - | No | Accepted to Connect | - | - | - | - | - | - | 28.421 | 27 | 28.421 | To Be Confirmed | To Be Confirmed | 2018-01-22 | To Be Confirmed | No | To Be Confirmed | -
NPgN00606 | REDACTED INFORMATION | Knaresborough | Husthwaite | Husthwaite 33/11kV | Northern Powergrid Northeast Limited | Waste | 2.105 | - | - | - | - | No | Accepted to Connect | - | - | - | - | - | - | 2.105 | 2 | 2.105 | To Be Confirmed | To Be Confirmed | 2018-02-05 | To Be Confirmed | No | To Be Confirmed | -
NPgN00109 | REDACTED INFORMATION | Knaresborough | Husthwaite | Husthwaite 33/11kV | Northern Powergrid Northeast Limited | Solar | 5.053 | - | - | - | - | No | Connected | 5.053 | 3.99 | 4.2 | To Be Confirmed | To Be Confirmed | 2016-02-22 | - | - | - | - | - | - | - | No | To Be Confirmed | -
NPgN00114 | REDACTED INFORMATION | Knaresborough | Husthwaite | Sessay Bridge | Northern Powergrid Northeast Limited | Solar | 3.751 | - | - | - | - | No | Connected | 3.751 | 3.563 | 3.751 | To Be Confirmed | To Be Confirmed | 2015-11-30 | - | - | - | - | - | - | - | No | To Be Confirmed | -
NPgN00119 | REDACTED INFORMATION | Knaresborough | Wormald Green 132/11kV | Wormald Green 132/11kV | Northern Powergrid Northeast Limited | Battery storage | 8.421 | - | - | - | - | No | Accepted to Connect | - | - | - | - | - | - | 8.421 | 8 | 8.421 | To Be Confirmed | To Be Confirmed | 2016-11-17 | To Be Confirmed | No | To Be Confirmed | -
NPgN00125 | REDACTED INFORMATION | Knaresborough | Wormald Green 132/33kV | Coneythorpe | Northern Powergrid Northeast Limited | Waste | 3.8 | - | - | - | - | No | Connected | 3.8 | 3.61 | 3.8 | To Be Confirmed | To Be Confirmed | 2008-04-01 | - | - | - | - | - | - | - | No | To Be Confirmed | -
NPgN00591 | REDACTED INFORMATION | Knaresborough | Wormald Green 132/33kV | Coneythorpe | Northern Powergrid Northeast Limited | Waste | 1.5 | - | - | - | - | No | Connected | 1.5 | 1.425 | 1.5 | To Be Confirmed | To Be Confirmed | 2016-01-01 | - | - | - | - | - | - | - | No | To Be Confirmed | -
NPgN00679 | REDACTED INFORMATION | Knaresborough | Wormald Green 132/33kV | Generation Customer | Northern Powergrid Northeast Limited | Fossil Gas | 22.161 | - | - | - | - | No | Accepted to Connect | - | - | - | - | - | - | 22.161 | 21.0526 | 22.161 | To Be Confirmed | To Be Confirmed | 2018-11-29 | To Be Confirmed | No | To Be Confirmed | -
NPgN00131 | REDACTED INFORMATION | Knaresborough | Wormald Green 132/33kV | Generation Customer | Northern Powergrid Northeast Limited | Waste | 32.737 | - | - | - | - | No | Connected | 32.737 | 31.1 | 32.737 | To Be Confirmed | To Be Confirmed | 2017-04-09 | - | - | - | - | - | - | - | No | To Be Confirmed | -
NPgN00138 | REDACTED INFORMATION | Knaresborough | Wormald Green 132/33kV | Ripon | Northern Powergrid Northeast Limited | Fossil Gas | 4.632 | - | - | - | - | No | Accepted to Connect | - | - | - | - | - | - | 4.632 | 4.4 | 4.632 | To Be Confirmed | To Be Confirmed | To Be Confirmed | To Be Confirmed | No | To Be Confirmed | -
NPgN00140 | REDACTED INFORMATION | Lackenby | Lackenby | Carlin How T3 T4 | Northern Powergrid Northeast Limited | Wind onshore | 1.579 | - | - | - | - | No | Connected | 1.579 | 1.5 | 1.579 | To Be Confirmed | To Be Confirmed | 2016-03-15 | - | - | - | - | - | - | - | No | To Be Confirmed | -
NPgN00148 | REDACTED INFORMATION | Lackenby | Lackenby | Generation Customer | Northern Powergrid Northeast Limited | Battery storage | 6.316 | - | - | - | - | No | Connected | 6.316 | 6 | 6.316 | To Be Confirmed | To Be Confirmed | 2019-11-07 | - | - | - | - | - | - | - | No | To Be Confirmed | -
NPgN00699 | REDACTED INFORMATION | Lackenby | Lackenby | Generation Customer | Northern Powergrid Northeast Limited | Waste | 52.631 | - | - | - | - | No | Accepted to Connect | - | - | - | - | - | - | 52.631 | 49.999 | 52.631 | To Be Confirmed | To Be Confirmed | 2019-10-01 | To Be Confirmed | No | To Be Confirmed | -
NPgN00149 | REDACTED INFORMATION | Lackenby | Lackenby | Generation Customer | Northern Powergrid Northeast Limited | Solar | 13.92 | - | - | - | - | No | Connected | 13.92 | 9 | 9.474 | To Be Confirmed | To Be Confirmed | 2000-10-20 | - | - | - | - | - | - | - | No | To Be Confirmed | -
NPgN00147 | REDACTED INFORMATION | Lackenby | Lackenby | Generation Customer | Northern Powergrid Northeast Limited | Fossil Gas | 23.158 | - | - | - | - | No | Connected | 23.158 | 22 | 23.158 | To Be Confirmed | To Be Confirmed | 2002-05-21 | - | - | - | - | - | - | - | No | To Be Confirmed | -
NPgN00159 | REDACTED INFORMATION | Lackenby | Lackenby | Generation Customer | Northern Powergrid Northeast Limited | Wind offshore | 65.263 | - | - | - | - | No | Connected | 65.263 | 62.1 | 65.368 | To Be Confirmed | To Be Confirmed | 2013-06-01 | - | - | - | - | - | - | - | No | To Be Confirmed | -
NPgN00593 | REDACTED INFORMATION | Lackenby | Lackenby | Grangetown | Northern Powergrid Northeast Limited | Fossil Gas | 12.632 | - | - | - | - | No | Connected | 12.632 | 12 | 12.632 | To Be Confirmed | To Be Confirmed | To Be Confirmed | - | - | - | - | - | - | - | No | To Be Confirmed | -
NPgN00532 | REDACTED INFORMATION | Lackenby | Lackenby | Grangetown | Northern Powergrid Northeast Limited | Waste | 1.155 | - | - | - | - | No | Connected | 1.155 | 1.097 | 1.155 | To Be Confirmed | To Be Confirmed | 2017-10-30 | - | - | - | - | - | - | - | No | To Be Confirmed | -
NPgN00155 | REDACTED INFORMATION | Lackenby | Lackenby | Guisborough T1 T2 | Northern Powergrid Northeast Limited | Solar | 4 | - | - | - | - | No | Connected | 4 | 3.8 | 4 | To Be Confirmed | To Be Confirmed | 2016-02-22 | - | - | - | - | - | - | - | No | To Be Confirmed | -
NPgN00158 | REDACTED INFORMATION | Lackenby | Lackenby | Spencerbeck | Northern Powergrid Northeast Limited | Waste | 5.368 | - | - | - | - | No | Connected | 5.368 | 5.1 | 5.368 | To Be Confirmed | To Be Confirmed | 2016-09-01 | - | - | - | - | - | - | - | No | To Be Confirmed | -
NPgN00161 | REDACTED INFORMATION | Norton | Bowesfield | Generation Customer | Northern Powergrid Northeast Limited | Wind onshore | 10.8 | - | - | - | - | No | Connected | 10.8 | 10.26 | 10.8 | To Be Confirmed | To Be Confirmed | 2012-03-07 | - | - | - | - | - | - | - | No | To Be Confirmed | -
NPgN00166 | REDACTED INFORMATION | Norton | Bowesfield | Stokesley | Northern Powergrid Northeast Limited | Fossil Gas | 2.105 | - | - | - | - | No | Accepted to Connect | - | - | - | - | - | - | 2.105 | 0 | 0 | To Be Confirmed | To Be Confirmed | 2016-11-10 | To Be Confirmed | No | To Be Confirmed | -
NPgN00165 | REDACTED INFORMATION | Norton | Bowesfield | Stokesley | Northern Powergrid Northeast Limited | Fossil Gas | 4 | - | - | - | - | No | Connected | 4 | 3.8 | 4 | To Be Confirmed | To Be Confirmed | 2000-09-11 | - | - | - | - | - | - | - | No | To Be Confirmed | -
NPgN00168 | REDACTED INFORMATION | Norton | Bowesfield | Urlay Nook | Northern Powergrid Northeast Limited | Solar | 3.895 | - | - | - | - | No | Connected | 3.895 | 3.7 | 3.895 | To Be Confirmed | To Be Confirmed | 2017-03-19 | - | - | - | - | - | - | - | No | To Be Confirmed | -
NPgN00672 | REDACTED INFORMATION | Norton | Darlington Central | Darlington 33/11kV | Northern Powergrid Northeast Limited | Solar | 3.263 | - | - | - | - | No | Accepted to Connect | - | - | - | - | - | - | 3.263 | 3.1 | 3.263 | To Be Confirmed | To Be Confirmed | 2018-11-02 | To Be Confirmed | No | To Be Confirmed | -
NPgN00598 | REDACTED INFORMATION | Norton | Darlington Central | Darlington East | Northern Powergrid Northeast Limited | Fossil Gas | 2.105 | - | - | - | - | No | Accepted to Connect | - | - | - | - | - | - | 2.105 | 2 | 2.105 | To Be Confirmed | To Be Confirmed | 2017-02-06 | To Be Confirmed | No | To Be Confirmed | -
NPgN00176 | REDACTED INFORMATION | Norton | Darlington Central | Darlington East | Northern Powergrid Northeast Limited | Solar | 5.263 | - | - | - | - | No | Connected | 5.263 | 5 | 5.263 | To Be Confirmed | To Be Confirmed | 2017-03-01 | - | - | - | - | - | - | - | No | To Be Confirmed | -
NPgN00186 | REDACTED INFORMATION | Norton | Darlington North | Darlington West | Northern Powergrid Northeast Limited | Fossil Gas | 2.632 | - | - | - | - | No | Connected | 2.632 | 2.5 | 2.632 | To Be Confirmed | To Be Confirmed | To Be Confirmed | - | - | - | - | - | - | - | No | To Be Confirmed | -
NPgN00181 | REDACTED INFORMATION | Norton | Darlington North | Generation Customer | Northern Powergrid Northeast Limited | Wind onshore | 12.947 | - | - | - | - | No | Connected | 12.947 | 12.3 | 12.947 | To Be Confirmed | To Be Confirmed | 2017-08-14 | - | - | - | - | - | - | - | No | To Be Confirmed | -
NPgN00187 | REDACTED INFORMATION | Norton | Darlington North | Heighington | Northern Powergrid Northeast Limited | Waste | 2.4 | - | - | - | - | No | Connected | 2.4 | 2.28 | 2.4 | To Be Confirmed | To Be Confirmed | 2013-02-22 | - | - | - | - | - | - | - | No | To Be Confirmed | -
NPgN00189 | REDACTED INFORMATION | Norton | Darlington North | Newton Aycliffe South | Northern Powergrid Northeast Limited | Fossil Gas | 3.845 | - | - | - | - | No | Connected | 3.845 | 3.653 | 3.845 | To Be Confirmed | To Be Confirmed | 2000-06-29 | - | - | - | - | - | - | - | No | To Be Confirmed | -
NPgN00190 | REDACTED INFORMATION | Norton | Darlington North | Newton Aycliffe South | Northern Powergrid Northeast Limited | Fossil Gas | 4.9 | - | - | - | - | No | Connected | 4.9 | 5.296 | 5.575 | To Be Confirmed | To Be Confirmed | 2000-10-31 | - | - | - | - | - | - | - | No | To Be Confirmed | -
NPgN00191 | REDACTED INFORMATION | Norton | Darlington North | Newton Aycliffe South | Northern Powergrid Northeast Limited | Solar | 3.947 | - | - | - | - | No | Connected | 3.947 | 3.75 | 3.947 | To Be Confirmed | To Be Confirmed | 2015-11-23 | - | - | - | - | - | - | - | No | To Be Confirmed | -
NPgN00200 | REDACTED INFORMATION | Norton | Darlington North | Rise Carr | Northern Powergrid Northeast Limited | Battery storage | 2.632 | - | - | - | - | No | Connected | 2.632 | 2.5 | 2.632 | To Be Confirmed | To Be Confirmed | 2016-10-10 | - | - | - | - | - | - | - | No | To Be Confirmed | -
NPgN00531 | REDACTED INFORMATION | Norton | Generation Customer | Generation Customer | Northern Powergrid Northeast Limited | Fossil Gas | 2.105 | - | - | - | - | No | Accepted to Connect | - | - | - | - | - | - | 2.105 | 2 | 2.105 | To Be Confirmed | To Be Confirmed | 2017-05-02 | To Be Confirmed | No | To Be Confirmed | -
NPgN00704 | REDACTED INFORMATION | Norton | Generation Customer | Generation Customer | Northern Powergrid Northeast Limited | Solar | 84.211 | - | - | - | - | No | Accepted to Connect | - | - | - | - | - | - | 84.211 | 80 | 84.211 | To Be Confirmed | To Be Confirmed | 2019-11-25 | To Be Confirmed | No | To Be Confirmed | -
NPgN00203 | REDACTED INFORMATION | Norton | Leeming Bar | Bedale | Northern Powergrid Northeast Limited | Fossil Gas | 4.211 | - | - | - | - | No | Connected | 4.211 | 0 | 0 | To Be Confirmed | To Be Confirmed | To Be Confirmed | - | - | - | - | - | - | - | No | To Be Confirmed | -
NPgN00201 | REDACTED INFORMATION | Norton | Leeming Bar | Bedale | Northern Powergrid Northeast Limited | Waste | 1.5 | - | - | - | - | No | Connected | 1.5 | 1.425 | 1.5 | To Be Confirmed | To Be Confirmed | 2016-01-04 | - | - | - | - | - | - | - | No | To Be Confirmed | -
NPgN00688 | REDACTED INFORMATION | Norton | Leeming Bar | Generation Customer | Northern Powergrid Northeast Limited | Solar | 42.105 | - | - | - | - | No | Accepted to Connect | - | - | - | - | - | - | 42.105 | 40 | 42.105 | To Be Confirmed | To Be Confirmed | 2019-07-01 | To Be Confirmed | No | To Be Confirmed | -
NPgN00213 | REDACTED INFORMATION | Norton | Leeming Bar | Generation Customer | Northern Powergrid Northeast Limited | Fossil Gas | 13.158 | - | - | - | - | No | Connected | 13.158 | 0 | 0 | To Be Confirmed | To Be Confirmed | To Be Confirmed | - | - | - | - | - | - | - | No | To Be Confirmed | -
NPgN00206 | REDACTED INFORMATION | Norton | Leeming Bar | Generation Customer | Northern Powergrid Northeast Limited | Solar | 4.737 | - | - | - | - | No | Connected | 4.737 | 4.5 | 4.737 | To Be Confirmed | To Be Confirmed | 2016-03-14 | - | - | - | - | - | - | - | No | To Be Confirmed | -
NPgN00207 | REDACTED INFORMATION | Norton | Leeming Bar | Generation Customer | Northern Powergrid Northeast Limited | Solar | 4.737 | - | - | - | - | No | Connected | 4.737 | 4.5 | 4.737 | To Be Confirmed | To Be Confirmed | 2016-03-14 | - | - | - | - | - | - | - | No | To Be Confirmed | -
NPgN00211 | REDACTED INFORMATION | Norton | Leeming Bar | Northallerton | Northern Powergrid Northeast Limited | Solar | 9.737 | - | - | - | - | No | Connected | 9.737 | 9.25 | 9.737 | To Be Confirmed | To Be Confirmed | 2017-02-18 | - | - | - | - | - | - | - | No | To Be Confirmed | -
NPgN00287 | REDACTED INFORMATION | Norton | Leeming Bar | Thirsk | Northern Powergrid Northeast Limited | Solar | 5.263 | - | - | - | - | No | Connected | 5.263 | 5 | 5.263 | To Be Confirmed | To Be Confirmed | 2017-03-01 | - | - | - | - | - | - | - | No | To Be Confirmed | -
NPgN00234 | REDACTED INFORMATION | Norton | North Tees | Billingham Marsh House | Northern Powergrid Northeast Limited | Solar | 5.7 | - | - | - | - | No | Connected | 5.7 | 5.415 | 5.7 | To Be Confirmed | To Be Confirmed | 2017-03-17 | - | - | - | - | - | - | - | No | To Be Confirmed | -
NPgN00235 | REDACTED INFORMATION | Norton | North Tees | Billingham Marsh House | Northern Powergrid Northeast Limited | Solar | 5.7 | - | - | - | - | No | Connected | 5.7 | 5.415 | 5.7 | To Be Confirmed | To Be Confirmed | 2017-03-17 | - | - | - | - | - | - | - | No | To Be Confirmed | -
NPgN00240 | REDACTED INFORMATION | Norton | North Tees | Faraday Street | Northern Powergrid Northeast Limited | Waste | 5.18 | - | - | - | - | No | Connected | 5.18 | 4.921 | 5.18 | To Be Confirmed | To Be Confirmed | 2014-03-25 | - | - | - | - | - | - | - | No | To Be Confirmed | -
NPgN00529 | REDACTED INFORMATION | Norton | North Tees | Generation Customer | Northern Powergrid Northeast Limited | Biomass | 42.105 | - | - | - | - | No | Accepted to Connect | - | - | - | - | - | - | 42.105 | 40 | 42.105 | To Be Confirmed | To Be Confirmed | 2017-01-03 | To Be Confirmed | No | To Be Confirmed | -
NPgN00683 | REDACTED INFORMATION | Norton | North Tees | Generation Customer | Northern Powergrid Northeast Limited | Waste | 26.316 | - | - | - | - | No | Accepted to Connect | - | - | - | - | - | - | 26.316 | 25 | 26.316 | To Be Confirmed | To Be Confirmed | 2019-03-12 | To Be Confirmed | No | To Be Confirmed | -
NPgN00243 | REDACTED INFORMATION | Norton | North Tees | Generation Customer | Northern Powergrid Northeast Limited | Waste | 21.053 | - | - | - | - | No | Connected | 21.053 | 23.75 | 25 | To Be Confirmed | To Be Confirmed | 2000-04-25 | - | - | - | - | - | - | - | No | To Be Confirmed | -
NPgN00242 | REDACTED INFORMATION | Norton | North Tees | Generation Customer | Northern Powergrid Northeast Limited | Waste | 10.526 | - | - | - | - | No | Connected | 10.526 | 11.4 | 12 | To Be Confirmed | To Be Confirmed | 2010-02-28 | - | - | - | - | - | - | - | No | To Be Confirmed | -
NPgN00241 | REDACTED INFORMATION | Norton | North Tees | Generation Customer | Northern Powergrid Northeast Limited | Waste | 21.053 | - | - | - | - | No | Connected | 21.053 | 26.6 | 28 | To Be Confirmed | To Be Confirmed | 2013-04-30 | - | - | - | - | - | - | - | No | To Be Confirmed | -
NPgN00597 | REDACTED INFORMATION | Norton | North Tees | North Tees T3 T4 | Northern Powergrid Northeast Limited | Fossil Oil | 6.316 | - | - | - | - | No | Connected | 6.316 | 6 | 6.316 | To Be Confirmed | To Be Confirmed | 2017-10-25 | - | - | - | - | - | - | - | No | To Be Confirmed | -
NPgN00247 | REDACTED INFORMATION | Norton | North Tees | North Tees T3 T4 | Northern Powergrid Northeast Limited | Fossil Gas | 2.5 | - | - | - | - | No | Connected | 2.5 | 1.188 | 1.251 | To Be Confirmed | To Be Confirmed | 2001-02-15 | - | - | - | - | - | - | - | No | To Be Confirmed | -
NPgN00248 | REDACTED INFORMATION | Norton | North Tees | North Tees T3 T4 | Northern Powergrid Northeast Limited | Solar | 5 | - | - | - | - | No | Connected | 5 | 0.475 | 0.5 | To Be Confirmed | To Be Confirmed | 2010-11-19 | - | - | - | - | - | - | - | No | To Be Confirmed | -
NPgN00251 | REDACTED INFORMATION | Norton | North Tees | North Tees T3 T4 | Northern Powergrid Northeast Limited | Waste | 2.3 | - | - | - | - | No | Connected | 2.3 | 2.185 | 2.3 | To Be Confirmed | To Be Confirmed | 2017-02-14 | - | - | - | - | - | - | - | No | To Be Confirmed | -
NPgN00253 | REDACTED INFORMATION | Norton | Norton 132/11kV | Norton 132/11kV | Northern Powergrid Northeast Limited | Fossil Gas | 1.053 | - | - | - | - | No | Connected | 1.053 | 0.285 | 0.3 | To Be Confirmed | To Be Confirmed | 2000-10-31 | - | - | - | - | - | - | - | No | To Be Confirmed | -
NPgN00255 | REDACTED INFORMATION | Norton | Norton 132/11kV | Norton 132/11kV | Northern Powergrid Northeast Limited | Wind onshore | 8.2 | - | - | - | - | No | Connected | 8.2 | 7.79 | 8.2 | To Be Confirmed | To Be Confirmed | 2016-09-05 | - | - | - | - | - | - | - | No | To Be Confirmed | -
NPgN00254 | REDACTED INFORMATION | Norton | Norton 132/11kV | Norton 132/11kV | Northern Powergrid Northeast Limited | Solar | 5.7 | - | - | - | - | No | Connected | 5.7 | 5.415 | 5.7 | To Be Confirmed | To Be Confirmed | 2017-03-17 | - | - | - | - | - | - | - | No | To Be Confirmed | -
NPgN00262 | REDACTED INFORMATION | Offerton | Offerton | Mount Road | Northern Powergrid Northeast Limited | Fossil Gas | 1.263 | - | - | - | - | No | Connected | 1.263 | 1.2 | 1.263 | To Be Confirmed | To Be Confirmed | To Be Confirmed | - | - | - | - | - | - | - | No | To Be Confirmed | -
NPgN00263 | REDACTED INFORMATION | Offerton | Offerton | Offerton 33/11kV | Northern Powergrid Northeast Limited | Fossil Gas | 2 | - | - | - | - | No | Connected | 2 | 0 | 0 | To Be Confirmed | To Be Confirmed | To Be Confirmed | - | - | - | - | - | - | - | No | To Be Confirmed | -
NPgN00264 | REDACTED INFORMATION | Osbaldwick | Generation Customer | Generation Customer | Northern Powergrid Northeast Limited | Fossil Gas | 42 | - | - | - | - | No | Connected | 42 | 39.425 | 41.5 | To Be Confirmed | To Be Confirmed | 1999-12-03 | - | - | - | - | - | - | - | No | To Be Confirmed | -
NPgN00595 | REDACTED INFORMATION | Osbaldwick | Malton Grid | Malton | Northern Powergrid Northeast Limited | Battery storage | 5.263 | - | - | - | - | No | Accepted to Connect | - | - | - | - | - | - | 5.263 | 5 | 5.263 | To Be Confirmed | To Be Confirmed | 2017-01-30 | To Be Confirmed | No | To Be Confirmed | -
NPgN00278 | REDACTED INFORMATION | Osbaldwick | Malton Grid | Sheriff Hutton | Northern Powergrid Northeast Limited | Solar | 4.2 | - | - | - | - | No | Connected | 4.2 | 3.99 | 4.2 | To Be Confirmed | To Be Confirmed | 2015-12-02 | - | - | - | - | - | - | - | No | To Be Confirmed | -
NPgN00680 | REDACTED INFORMATION | Osbaldwick | Malton Grid | Whitby T2 | Northern Powergrid Northeast Limited | Battery storage | 24.211 | - | - | - | - | No | Accepted to Connect | - | - | - | - | - | - | 24.211 | 4 | 4.211 | To Be Confirmed | To Be Confirmed | 2019-02-21 | To Be Confirmed | No | To Be Confirmed | -
NPgN00298 | REDACTED INFORMATION | Osbaldwick | Malton Grid | Yedingham | Northern Powergrid Northeast Limited | Fossil Gas | 7.879 | - | - | - | - | No | Accepted to Connect | - | - | - | - | - | - | 7.879 | 7.485 | 7.879 | To Be Confirmed | To Be Confirmed | 2017-04-03 | To Be Confirmed | No | To Be Confirmed | -
NPgN00306 | REDACTED INFORMATION | Osbaldwick | Melrosegate | Generation Customer | Northern Powergrid Northeast Limited | Fossil Gas | 10.5 | - | - | - | - | No | Connected | 10.5 | 8.55 | 9 | To Be Confirmed | To Be Confirmed | 2001-04-23 | - | - | - | - | - | - | - | No | To Be Confirmed | -
NPgN00627 | REDACTED INFORMATION | Osbaldwick | Melrosegate | Huntington New Lane | Northern Powergrid Northeast Limited | Fossil Oil | 5.263 | - | - | - | - | No | Connected | 5.263 | 0 | 0 | To Be Confirmed | To Be Confirmed | To Be Confirmed | - | - | - | - | - | - | - | No | To Be Confirmed | -
NPgN00308 | REDACTED INFORMATION | Osbaldwick | Melrosegate | York University | Northern Powergrid Northeast Limited | Fossil Gas | 1.316 | - | - | - | - | No | Connected | 1.316 | 0 | 0 | To Be Confirmed | To Be Confirmed | To Be Confirmed | - | - | - | - | - | - | - | No | To Be Confirmed | -
NPgN00309 | REDACTED INFORMATION | Osbaldwick | Melrosegate | York University | Northern Powergrid Northeast Limited | Fossil Gas | 3.158 | - | - | - | - | No | Connected | 3.158 | 3 | 3.158 | To Be Confirmed | To Be Confirmed | To Be Confirmed | - | - | - | - | - | - | - | No | To Be Confirmed | -
NPgN00536 | REDACTED INFORMATION | Osbaldwick | Scarborough Grid | Eastfield | Northern Powergrid Northeast Limited | Battery storage | 3 | - | - | - | - | No | Connected | 3 | 2.85 | 3 | To Be Confirmed | To Be Confirmed | To Be Confirmed | - | - | - | - | - | - | - | No | To Be Confirmed | -
NPgN00320 | REDACTED INFORMATION | Osbaldwick | Scarborough Grid | Scarborough 33/11kV | Northern Powergrid Northeast Limited | Waste | 1.579 | - | - | - | - | No | Connected | 1.579 | 1.5 | 1.579 | To Be Confirmed | To Be Confirmed | 2000-07-27 | - | - | - | - | - | - | - | No | To Be Confirmed | -
NPgN00323 | REDACTED INFORMATION | Poppleton | Poppleton | Gale Lane | Northern Powergrid Northeast Limited | Fossil Gas | 2 | - | - | - | - | No | Connected | 2 | 2.85 | 3 | To Be Confirmed | To Be Confirmed | 2000-11-10 | - | - | - | - | - | - | - | No | To Be Confirmed | -
NPgN00324 | REDACTED INFORMATION | Poppleton | Poppleton | Gale Lane | Northern Powergrid Northeast Limited | Wind onshore | 3.5 | - | - | - | - | No | Connected | 3.5 | 5 | 5.263 | To Be Confirmed | To Be Confirmed | 2009-04-30 | - | - | - | - | - | - | - | No | To Be Confirmed | -
NPgN00702 | REDACTED INFORMATION | Saltholme | Generation Customer | Generation Customer | Northern Powergrid Northeast Limited | Fossil Gas | 52.579 | - | - | - | - | No | Accepted to Connect | - | - | - | - | - | - | 52.579 | 49.95 | 52.579 | To Be Confirmed | To Be Confirmed | 2018-11-20 | To Be Confirmed | No | To Be Confirmed | -
NPgN00703 | REDACTED INFORMATION | Saltholme | Generation Customer | Generation Customer | Northern Powergrid Northeast Limited | Fossil Gas | 52.579 | - | - | - | - | No | Accepted to Connect | - | - | - | - | - | - | 52.579 | 49.95 | 52.579 | To Be Confirmed | To Be Confirmed | 2018-11-20 | To Be Confirmed | No | To Be Confirmed | -
NPgN00682 | REDACTED INFORMATION | Saltholme | Generation Customer | Generation Customer | Northern Powergrid Northeast Limited | Fossil Gas | 42.105 | - | - | - | - | No | Accepted to Connect | - | - | - | - | - | - | 42.105 | 40 | 42.105 | To Be Confirmed | To Be Confirmed | 2019-02-16 | To Be Confirmed | No | To Be Confirmed | -
NPgN00690 | REDACTED INFORMATION | Saltholme | Generation Customer | Generation Customer | Northern Powergrid Northeast Limited | Fossil gas | 52.631 | - | - | - | - | No | Accepted to Connect | - | - | - | - | - | - | 52.631 | 49.999 | 52.631 | To Be Confirmed | To Be Confirmed | 2019-09-06 | To Be Confirmed | No | To Be Confirmed | -
NPgN00244 | REDACTED INFORMATION | Saltholme | Generation Customer | Generation Customer | Northern Powergrid Northeast Limited | Fossil Gas | 23 | - | - | - | - | No | Connected | 23 | 7.6 | 8 | To Be Confirmed | To Be Confirmed | 2001-05-02 | - | - | - | - | - | - | - | No | To Be Confirmed | -
NPgN00544 | REDACTED INFORMATION | Saltholme | Generation Customer | Generation Customer | Northern Powergrid Northeast Limited | Biomass | 51.579 | - | - | - | - | No | Connected | 51.579 | 49 | 51.579 | To Be Confirmed | To Be Confirmed | 2018-08-10 | - | - | - | - | - | - | - | No | To Be Confirmed | -
NPgN00331 | REDACTED INFORMATION | Saltholme | Generation Customer | Generation Customer | Northern Powergrid Northeast Limited | Waste | 37 | - | - | - | - | No | Accepted to Connect | - | - | - | - | - | - | 37 | 35.15 | 37 | To Be Confirmed | To Be Confirmed | - | - | No | To Be Confirmed | -
NPgN00330 | REDACTED INFORMATION | Saltholme | Greatham | Greatham Direct | Northern Powergrid Northeast Limited | Fossil Gas | 6.92 | - | - | - | - | No | Connected | 6.92 | 6.574 | 6.92 | To Be Confirmed | To Be Confirmed | 2017-01-27 | - | - | - | - | - | - | - | No | To Be Confirmed | -
NPgN00329 | REDACTED INFORMATION | Saltholme | Greatham | Greatham Direct | Northern Powergrid Northeast Limited | Waste | 5.368 | - | - | - | - | No | Connected | 5.368 | 5.1 | 5.368 | To Be Confirmed | To Be Confirmed | 2017-03-13 | - | - | - | - | - | - | - | No | To Be Confirmed | -
NPgN00332 | REDACTED INFORMATION | Saltholme | Seal Sands | Generation Customer | Northern Powergrid Northeast Limited | Fossil Gas | 86.737 | - | - | - | - | Yes | Connected | 86.737 | 48.45 | 51 | To Be Confirmed | To Be Confirmed | 2000-05-08 | - | - | - | - | - | - | - | No | To Be Confirmed | -
NPgN00336 | REDACTED INFORMATION | Saltholme | Seal Sands | Generation Customer | Northern Powergrid Northeast Limited | Fossil Gas | 65 | - | - | - | - | Yes | Connected | 65 | 47.5 | 50 | To Be Confirmed | To Be Confirmed | 2000-06-06 | - | - | - | - | - | - | - | No | To Be Confirmed | -
NPgN00335 | REDACTED INFORMATION | Saltholme | Seal Sands | Generation Customer | Northern Powergrid Northeast Limited | Other | 4.632 | - | - | - | - | Yes | Connected | 4.632 | 1.5 | 1.579 | To Be Confirmed | To Be Confirmed | 2000-10-03 | - | - | - | - | - | - | - | No | To Be Confirmed | -
NPgN00334 | REDACTED INFORMATION | Saltholme | Seal Sands | Generation Customer | Northern Powergrid Northeast Limited | Fossil Gas | 80 | - | - | - | - | Yes | Connected | 80 | 47.405 | 49.9 | To Be Confirmed | To Be Confirmed | 2012-04-30 | - | - | - | - | - | - | - | No | To Be Confirmed | -
NPgN00527 | REDACTED INFORMATION | South Shields | South Shields | Generation Customer | Northern Powergrid Northeast Limited | Battery storage | 36.842 | - | - | - | - | No | Connected | 36.842 | 35 | 36.842 | To Be Confirmed | To Be Confirmed | 2017-06-02 | - | - | - | - | - | - | - | No | To Be Confirmed | -
NPgN00341 | REDACTED INFORMATION | Spadeadam 33kV | Spadeadam 33kV | Generation Customer | Northern Powergrid Northeast Limited | Hydro water reservoir | 5.579 | - | - | - | - | No | Connected | 5.579 | 5.3 | 5.579 | To Be Confirmed | To Be Confirmed | 2000-11-10 | - | - | - | - | - | - | - | No | To Be Confirmed | -
NPgN00349 | REDACTED INFORMATION | Spennymoor GSP | Potter House | Potter House T1 T3 | Northern Powergrid Northeast Limited | Wind onshore | 8 | - | - | - | - | No | Connected | 8 | 7.6 | 8 | To Be Confirmed | To Be Confirmed | 2008-04-18 | - | - | - | - | - | - | - | No | To Be Confirmed | -
NPgN00352 | REDACTED INFORMATION | Spennymoor GSP | Spennymoor | Brancepeth | Northern Powergrid Northeast Limited | Wind onshore | 3 | - | - | - | - | No | Connected | 3 | 2.85 | 3 | To Be Confirmed | To Be Confirmed | 2001-09-25 | - | - | - | - | - | - | - | No | To Be Confirmed | -
NPgN00353 | REDACTED INFORMATION | Spennymoor GSP | Spennymoor | Brancepeth | Northern Powergrid Northeast Limited | Wind onshore | 3 | - | - | - | - | No | Connected | 3 | 2.85 | 3 | To Be Confirmed | To Be Confirmed | 2001-09-25 | - | - | - | - | - | - | - | No | To Be Confirmed | -
NPgN00369 | REDACTED INFORMATION | Spennymoor GSP | Spennymoor | Brancepeth | Northern Powergrid Northeast Limited | Wind onshore | 5.2 | - | - | - | - | No | Connected | 5.2 | 4.94 | 5.2 | To Be Confirmed | To Be Confirmed | 2001-09-25 | - | - | - | - | - | - | - | No | To Be Confirmed | -
NPgN00357 | REDACTED INFORMATION | Spennymoor GSP | Spennymoor | Fishburn | Northern Powergrid Northeast Limited | Waste | 4.211 | - | - | - | - | No | Connected | 4.211 | 3.8 | 4 | To Be Confirmed | To Be Confirmed | 2000-10-31 | - | - | - | - | - | - | - | No | To Be Confirmed | -
NPgN00376 | REDACTED INFORMATION | Spennymoor GSP | Spennymoor | Fishburn | Northern Powergrid Northeast Limited | Wind onshore | 5.2 | - | - | - | - | No | Connected | 5.2 | 4.94 | 5.2 | To Be Confirmed | To Be Confirmed | 2008-05-09 | - | - | - | - | - | - | - | No | To Be Confirmed | -
NPgN00360 | REDACTED INFORMATION | Spennymoor GSP | Spennymoor | Fishburn | Northern Powergrid Northeast Limited | Wind onshore | 20 | - | - | - | - | No | Connected | 20 | 17.86 | 18.8 | To Be Confirmed | To Be Confirmed | 2010-10-30 | - | - | - | - | - | - | - | No | To Be Confirmed | -
NPgN00624 | REDACTED INFORMATION | Spennymoor GSP | Spennymoor | Generation Customer | Northern Powergrid Northeast Limited | Fossil Oil | 42.105 | - | - | - | - | No | Accepted to Connect | - | - | - | - | - | - | 42.105 | 40 | 42.105 | To Be Confirmed | To Be Confirmed | 2016-11-01 | To Be Confirmed | No | To Be Confirmed | -
NPgN00367 | REDACTED INFORMATION | Spennymoor GSP | Spennymoor | Generation Customer | Northern Powergrid Northeast Limited | Biomass | 16.625 | - | - | - | - | No | Connected | 16.625 | 16 | 16.842 | To Be Confirmed | To Be Confirmed | 2011-07-31 | - | - | - | - | - | - | - | No | To Be Confirmed | -
NPgN00378 | REDACTED INFORMATION | Spennymoor GSP | Spennymoor | Meadowfield | Northern Powergrid Northeast Limited | Wind onshore | 8 | - | - | - | - | No | Connected | 8 | 7.6 | 8 | To Be Confirmed | To Be Confirmed | 2009-01-23 | - | - | - | - | - | - | - | No | To Be Confirmed | -
NPgN00382 | REDACTED INFORMATION | Spennymoor GSP | Spennymoor | Skerneside | Northern Powergrid Northeast Limited | Other | 1.251 | - | - | - | - | No | Connected | 1.251 | 1.188 | 1.251 | To Be Confirmed | To Be Confirmed | 2002-05-30 | - | - | - | - | - | - | - | No | To Be Confirmed | -
NPgN00625 | REDACTED INFORMATION | Spennymoor GSP | Toronto | Generation Customer | Northern Powergrid Northeast Limited | Fossil Gas | 31.579 | - | - | - | - | No | Accepted to Connect | - | - | - | - | - | - | 31.579 | 30 | 31.579 | To Be Confirmed | To Be Confirmed | 2017-08-14 | To Be Confirmed | No | To Be Confirmed | -
NPgN00399 | REDACTED INFORMATION | Spennymoor GSP | Toronto | Generation Customer | Northern Powergrid Northeast Limited | Wind onshore | 25 | - | - | - | - | No | Connected | 25 | 22.8 | 24 | To Be Confirmed | To Be Confirmed | 2009-04-30 | - | - | - | - | - | - | - | No | To Be Confirmed | -
NPgN00394 | REDACTED INFORMATION | Spennymoor GSP | Toronto | Harmire Bridge | Northern Powergrid Northeast Limited | Other | 1.5 | - | - | - | - | No | Connected | 1.5 | 1.425 | 1.5 | To Be Confirmed | To Be Confirmed | 2011-05-13 | - | - | - | - | - | - | - | No | To Be Confirmed | -
NPgN00406 | REDACTED INFORMATION | Spennymoor GSP | Toronto | Toronto 66/20kV | Northern Powergrid Northeast Limited | Other | 2 | - | - | - | - | No | Connected | 2 | 1.9 | 2 | To Be Confirmed | To Be Confirmed | 2008-11-26 | - | - | - | - | - | - | - | No | To Be Confirmed | -
NPgN00423 | REDACTED INFORMATION | Stella North | Barrack Road | University | Northern Powergrid Northeast Limited | Fossil Gas | 11.5 | - | - | - | - | No | Connected | 11.5 | 4.275 | 4.5 | To Be Confirmed | To Be Confirmed | 2002-05-08 | - | - | - | - | - | - | - | No | To Be Confirmed | -
NPgN00633 | REDACTED INFORMATION | Stella North | Barrack Road | University | Northern Powergrid Northeast Limited | Fossil Gas | 12.632 | - | - | - | - | No | Connected | 12.632 | 12 | 12.632 | To Be Confirmed | To Be Confirmed | 2019-12-02 | - | - | - | - | - | - | - | No | To Be Confirmed | -
NPgN00428 | REDACTED INFORMATION | Stella North | Dunston | Blaydon Burn | Northern Powergrid Northeast Limited | Fossil Gas | 3 | - | - | - | - | No | Connected | 3 | 2.86 | 3.011 | To Be Confirmed | To Be Confirmed | 2009-03-31 | - | - | - | - | - | - | - | No | To Be Confirmed | -
NPgN00432 | REDACTED INFORMATION | Stella North | Dunston | Blaydon Burn | Northern Powergrid Northeast Limited | Waste | 5.5 | - | - | - | - | No | Connected | 5.5 | 5.225 | 5.5 | To Be Confirmed | To Be Confirmed | 2010-04-30 | - | - | - | - | - | - | - | No | To Be Confirmed | -
NPgN00429 | REDACTED INFORMATION | Stella North | Dunston | Blaydon Burn | Northern Powergrid Northeast Limited | Waste | 2.2 | - | - | - | - | No | Connected | 2.2 | 2.09 | 2.2 | To Be Confirmed | To Be Confirmed | 2013-02-18 | - | - | - | - | - | - | - | No | To Be Confirmed | -
NPgN00528 | REDACTED INFORMATION | Stella North | Generation Customer | Generation Customer | Northern Powergrid Northeast Limited | Battery storage | 51.579 | - | - | - | - | No | Accepted to Connect | - | - | - | - | - | - | 51.579 | 49 | 51.579 | To Be Confirmed | To Be Confirmed | 2017-04-10 | To Be Confirmed | No | To Be Confirmed | -
NPgN00705 | REDACTED INFORMATION | Stella North | Newburn Haugh | Newburn Haugh | Northern Powergrid Northeast Limited | Fossil Gas | 10.526 | - | - | - | - | No | Accepted to Connect | - | - | - | - | - | - | 10.526 | 10 | 10.526 | To Be Confirmed | To Be Confirmed | 2019-01-01 | To Be Confirmed | No | To Be Confirmed | -
NPgN00441 | REDACTED INFORMATION | Stella South | Annfield | Annfield 66/20kV | Northern Powergrid Northeast Limited | Wind onshore | 5.5 | - | - | - | - | No | Connected | 5.5 | 5.225 | 5.5 | To Be Confirmed | To Be Confirmed | 2010-04-30 | - | - | - | - | - | - | - | No | To Be Confirmed | -
NPgN00445 | REDACTED INFORMATION | Stella South | Annfield | Annfield 66/20kV | Northern Powergrid Northeast Limited | Wind onshore | 1.053 | - | - | - | - | No | Connected | 1.053 | 1 | 1.053 | To Be Confirmed | To Be Confirmed | 2013-03-31 | - | - | - | - | - | - | - | No | To Be Confirmed | -
NPgN00448 | REDACTED INFORMATION | Stella South | Annfield | Annfield 66/20kV | Northern Powergrid Northeast Limited | Solar | 4.368 | - | - | - | - | No | Connected | 4.368 | 4.15 | 4.368 | To Be Confirmed | To Be Confirmed | 2016-12-31 | - | - | - | - | - | - | - | No | To Be Confirmed | -
NPgN00458 | REDACTED INFORMATION | Stella South | Annfield | Consett | Northern Powergrid Northeast Limited | Wind onshore | 13.8 | - | - | - | - | No | Connected | 13.8 | 13.3 | 14 | To Be Confirmed | To Be Confirmed | 2011-09-27 | - | - | - | - | - | - | - | No | To Be Confirmed | -
NPgN00457 | REDACTED INFORMATION | Stella South | Annfield | Consett | Northern Powergrid Northeast Limited | Wind onshore | 6.2 | - | - | - | - | No | Connected | 6.2 | 5.843 | 6.151 | To Be Confirmed | To Be Confirmed | 2013-01-08 | - | - | - | - | - | - | - | No | To Be Confirmed | -
NPgN00454 | REDACTED INFORMATION | Stella South | Annfield | Consett | Northern Powergrid Northeast Limited | Biomass | 1.053 | - | - | - | - | No | Connected | 1.053 | 1 | 1.053 | To Be Confirmed | To Be Confirmed | 2014-06-04 | - | - | - | - | - | - | - | No | To Be Confirmed | -
NPgN00620 | REDACTED INFORMATION | Stella South | Coalburns | Generation Customer | Northern Powergrid Northeast Limited | Fossil Gas | 43.411 | - | - | - | - | No | Accepted to Connect | - | - | - | - | - | - | 43.411 | 41.24 | 43.411 | To Be Confirmed | To Be Confirmed | 2018-02-27 | To Be Confirmed | No | To Be Confirmed | -
NPgN00468 | REDACTED INFORMATION | Stella South | Coalburns | Hexham | Northern Powergrid Northeast Limited | Biomass | 2.632 | - | - | - | - | No | Connected | 2.632 | 2.5 | 2.632 | To Be Confirmed | To Be Confirmed | 2014-08-13 | - | - | - | - | - | - | - | No | To Be Confirmed | -
NPgN00474 | REDACTED INFORMATION | Stella South | Coalburns | West Wylam | Northern Powergrid Northeast Limited | Wind onshore | 1.6 | - | - | - | - | No | Connected | 1.6 | 1.52 | 1.6 | To Be Confirmed | To Be Confirmed | 2000-05-15 | - | - | - | - | - | - | - | No | To Be Confirmed | -
NPgN00482 | REDACTED INFORMATION | Stella South | Ravensworth | Birtley Grove 66/20kV | Northern Powergrid Northeast Limited | Other | 3.6 | - | - | - | - | No | Connected | 3.6 | 3.04 | 3.2 | To Be Confirmed | To Be Confirmed | 2001-01-15 | - | - | - | - | - | - | - | No | To Be Confirmed | -
NPgN00553 | REDACTED INFORMATION | Stella South | Ravensworth | Generation Customer | Northern Powergrid Northeast Limited | Fossil Gas | 52.526 | - | - | - | - | No | Accepted to Connect | - | - | - | - | - | - | 52.526 | 49.9 | 52.526 | To Be Confirmed | To Be Confirmed | 2017-09-27 | To Be Confirmed | No | To Be Confirmed | -
NPgN00486 | REDACTED INFORMATION | Tynemouth | Chirton Grange | Billy Mill | Northern Powergrid Northeast Limited | Other | 1.158 | - | - | - | - | No | Connected | 1.158 | 1.188 | 1.251 | To Be Confirmed | To Be Confirmed | 1998-08-01 | - | - | - | - | - | - | - | No | To Be Confirmed | -
NPgN00490 | REDACTED INFORMATION | Tynemouth | Flatworth | Generation Customer | Northern Powergrid Northeast Limited | Fossil Gas | 21.053 | - | - | - | - | No | Connected | 21.053 | 22.876 | 24.08 | To Be Confirmed | To Be Confirmed | 2013-04-01 | - | - | - | - | - | - | - | No | To Be Confirmed | -
NPgN00491 | REDACTED INFORMATION | Tynemouth | Flatworth | Howdon | Northern Powergrid Northeast Limited | Waste | 6 | - | - | - | - | No | Connected | 6 | 5.7 | 6 | To Be Confirmed | To Be Confirmed | 2012-11-20 | - | - | - | - | - | - | - | No | To Be Confirmed | -
NPgN00692 | REDACTED INFORMATION | Tynemouth | Flatworth | Howdon | Northern Powergrid Northeast Limited | Fossil gas | 6.316 | - | - | - | - | No | Connected | 6.316 | 6 | 6.316 | To Be Confirmed | To Be Confirmed | 2019-11-01 | - | - | - | - | - | - | - | No | To Be Confirmed | -
NPgN00685 | REDACTED INFORMATION | Tynemouth | Generation Customer | Generation Customer | Northern Powergrid Northeast Limited | Other | 2.105 | - | - | - | - | No | Accepted to Connect | - | - | - | - | - | - | 2.105 | 2 | 2.105 | To Be Confirmed | To Be Confirmed | 2019-02-08 | To Be Confirmed | No | To Be Confirmed | -
NPgN00499 | REDACTED INFORMATION | Tynemouth | Gosforth | Killingworth | Northern Powergrid Northeast Limited | Fossil Gas | 6 | - | - | - | - | No | Connected | 6 | 5.7 | 6 | To Be Confirmed | To Be Confirmed | 2000-01-21 | - | - | - | - | - | - | - | No | To Be Confirmed | -
NPgN00501 | REDACTED INFORMATION | Tynemouth | Gosforth | Longbenton | Northern Powergrid Northeast Limited | Fossil Gas | 5.751 | - | - | - | - | No | Connected | 5.751 | 1.549 | 1.631 | To Be Confirmed | To Be Confirmed | 2006-02-27 | - | - | - | - | - | - | - | No | To Be Confirmed | -
NPgN00535 | REDACTED INFORMATION | West Boldon | West Boldon | Gateshead East | Northern Powergrid Northeast Limited | Battery storage | 6.9 | - | - | - | - | No | Connected | 6.9 | 6.555 | 6.9 | To Be Confirmed | To Be Confirmed | To Be Confirmed | - | - | - | - | - | - | - | No | To Be Confirmed | -
NPgN00517 | REDACTED INFORMATION | West Boldon | West Boldon | Generation Customer | Northern Powergrid Northeast Limited | Wind onshore | 6.316 | - | - | - | - | No | Connected | 6.316 | 6 | 6.316 | To Be Confirmed | To Be Confirmed | 2016-02-11 | - | - | - | - | - | - | - | No | To Be Confirmed | -
NPgN00518 | REDACTED INFORMATION | West Boldon | West Boldon | Generation Customer | Northern Powergrid Northeast Limited | Solar | 5.263 | - | - | - | - | No | Connected | 5.263 | 5 | 5.263 | To Be Confirmed | To Be Confirmed | To Be Confirmed | - | - | - | - | - | - | - | No | To Be Confirmed | -
NPgN00651 | REDACTED INFORMATION | West Boldon | West Boldon | Sunderland T1 T2 | Northern Powergrid Northeast Limited | Fossil Gas | 6.316 | - | - | - | - | No | Accepted to Connect | - | - | - | - | - | - | 6.316 | 6 | 6.316 | To Be Confirmed | To Be Confirmed | 2018-06-04 | To Be Confirmed | No | To Be Confirmed | -
NPgN00698 | REDACTED INFORMATION | West Boldon | West Boldon | Usworth | Northern Powergrid Northeast Limited | Solar | 1.053 | - | - | - | - | No | Accepted to Connect | - | - | - | - | - | - | 1.053 | 1 | 1.053 | To Be Confirmed | To Be Confirmed | 2019-10-31 | To Be Confirmed | No | To Be Confirmed | -

## DNO_SERVICES_NORTHEAST
Distribution Services
Asset Reference | Aggregated Service? (Yes/No) | Service Reference | Grid Supply Point | Type of Service | MW Provided | Contract End Date | Exclusivity? (Yes/No)
- | - | - | - | - | - | - | -

## DNO_CONNECTIONS_YORKSHIRE
| GENERAL DATA | [12 empty] | ALREADY CONNECTED | [5 empty] | ACCEPTED TO CONNECT | [6 empty] | PROVIDING SERVICES
Customer Name | Customer Site | Grid Supply Point (GSP) | Bulk Supply Point | Primary | Licence Area | Primary Resource Type | Primary Resource Type - Installed Capacity (MVA) | Resource Type 2 | Resource Type 2 - Installed Capacity (MVA) | Resource Type 3 | Resource Type 3 - Installed Capacity (MVA) | ANM Connection (Yes/No) | Connection Status (Connected/Accepted to Connect) | Installed Generation Capacity (MVA) | Export Capacity (MW) | Export Capacity (MVA) | Import Capacity (MW) | Import Capacity (MVA) | Date Connected | Accepted to Connect Generation Capacity (MVA) | Export Capacity (MW) | Export Capacity (MVA) | Import Capacity (MW) | Import Capacity (MVA) | Date Accepted | Target Energisation Date | Distribution Service Provider (Yes/No) | Transmission Service Provider (Yes/No) | Reference
NPgY01197 | REDACTED INFORMATION | Bradford West | Bradford | Mount Street | Northern Powergrid Yorkshire plc | Other | 1.263 | - | - | - | - | No | Accepted to Connect | - | - | - | - | - | - | 1.263 | 0 | 0 | To Be Confirmed | To Be Confirmed | 2018-01-10 | To Be Confirmed | No | To Be Confirmed | -
NPgY00012 | REDACTED INFORMATION | Bradford West | Girlington | Four Lane Ends | Northern Powergrid Yorkshire plc | Fossil Gas | 5.362 | - | - | - | - | No | Connected | 5.362 | 0 | 0 | To Be Confirmed | To Be Confirmed | To Be Confirmed | - | - | - | - | - | - | - | No | To Be Confirmed | -
NPgY00013 | REDACTED INFORMATION | Bradford West | Girlington | Generation Customer | Northern Powergrid Yorkshire plc | Fossil Gas | 12.54 | - | - | - | - | No | Connected | 12.54 | 11.744 | 12.362 | To Be Confirmed | To Be Confirmed | 2012-03-01 | - | - | - | - | - | - | - | No | To Be Confirmed | -
NPgY00015 | REDACTED INFORMATION | Bradford West | Girlington | Rawson Road | Northern Powergrid Yorkshire plc | Fossil Gas | 1.474 | - | - | - | - | No | Connected | 1.474 | 0.382 | 0.402 | To Be Confirmed | To Be Confirmed | 2012-01-21 | - | - | - | - | - | - | - | No | To Be Confirmed | -
NPgY00033 | REDACTED INFORMATION | Bradford West | Holmfield | Generation Customer | Northern Powergrid Yorkshire plc | Wind onshore | 23.684 | - | - | - | - | No | Connected | 23.684 | 22.5 | 23.684 | To Be Confirmed | To Be Confirmed | 2016-09-01 | - | - | - | - | - | - | - | No | To Be Confirmed | -
NPgY00036 | REDACTED INFORMATION | Bradford West | Menston | Hallam Street | Northern Powergrid Yorkshire plc | Fossil Gas | 4.8 | - | - | - | - | No | Connected | 4.8 | 4.56 | 4.8 | To Be Confirmed | To Be Confirmed | 2014-08-20 | - | - | - | - | - | - | - | No | To Be Confirmed | -
NPgY01313 | REDACTED INFORMATION | Bradford West | Menston | Kirk Drive | Northern Powergrid Yorkshire plc | Fossil Gas | 2.166 | - | - | - | - | No | Accepted to Connect | - | - | - | - | - | - | 2.166 | 2.058 | 2.1663 | To Be Confirmed | To Be Confirmed | 2019-01-09 | To Be Confirmed | No | To Be Confirmed | -
NPgY00053 | REDACTED INFORMATION | Bradford West | Silsden | Crosshills | Northern Powergrid Yorkshire plc | Fossil Gas | 6.684 | - | - | - | - | No | Connected | 6.684 | 1.19 | 1.253 | To Be Confirmed | To Be Confirmed | 2014-01-16 | - | - | - | - | - | - | - | No | To Be Confirmed | -
NPgY00059 | REDACTED INFORMATION | Bradford West | Silsden | Skipton | Northern Powergrid Yorkshire plc | Waste | 1.158 | - | - | - | - | No | Connected | 1.158 | 1.449 | 1.525 | To Be Confirmed | To Be Confirmed | 2009-02-18 | - | - | - | - | - | - | - | No | To Be Confirmed | -
NPgY01057 | REDACTED INFORMATION | Camblesforth | Camblesforth | Drax Primary | Northern Powergrid Yorkshire plc | Fossil Gas | 10.611 | - | - | - | - | Yes | Connected | 10.611 | 10.08 | 10.611 | To Be Confirmed | To Be Confirmed | 2019-10-01 | - | - | - | - | - | - | - | No | To Be Confirmed | -
NPgY00078 | REDACTED INFORMATION | Camblesforth | Camblesforth | Generation Customer | Northern Powergrid Yorkshire plc | Wind onshore | 25 | - | - | - | - | No | Connected | 25 | 23.847 | 25.102 | To Be Confirmed | To Be Confirmed | 2010-07-21 | - | - | - | - | - | - | - | No | To Be Confirmed | -
NPgY00079 | REDACTED INFORMATION | Camblesforth | Camblesforth | Generation Customer | Northern Powergrid Yorkshire plc | Wind onshore | 30.4 | - | - | - | - | No | Connected | 30.4 | 27.816 | 29.28 | To Be Confirmed | To Be Confirmed | 2016-08-01 | - | - | - | - | - | - | - | No | To Be Confirmed | -
NPgY00073 | REDACTED INFORMATION | Camblesforth | Camblesforth | Generation Customer | Northern Powergrid Yorkshire plc | Wind onshore | 35 | - | - | - | - | Yes | Connected | 35 | 33.783 | 35.561 | To Be Confirmed | To Be Confirmed | 2016-11-14 | - | - | - | - | - | - | - | No | To Be Confirmed | -
NPgY00074 | REDACTED INFORMATION | Camblesforth | Camblesforth | Generation Customer | Northern Powergrid Yorkshire plc | Fossil Gas | 5.432 | - | - | - | - | No | Connected | 5.432 | 3 | 3.158 | To Be Confirmed | To Be Confirmed | 2017-06-20 | - | - | - | - | - | - | - | No | To Be Confirmed | -
NPgY00065 | REDACTED INFORMATION | Camblesforth | Camblesforth | Generation Customer | Northern Powergrid Yorkshire plc | Wind onshore | 33 | - | - | - | - | No | Connected | 33 | 32.775 | 34.5 | To Be Confirmed | To Be Confirmed | To Be Confirmed | - | - | - | - | - | - | - | No | To Be Confirmed | -
NPgY01282 | REDACTED INFORMATION | Camblesforth | Camblesforth | Generation Customer | Northern Powergrid Yorkshire plc | Fossil Gas | 72.316 | - | - | - | - | No | Accepted to Connect | - | - | - | - | - | - | 72.316 | 49.9 | 52.526 | To Be Confirmed | To Be Confirmed | 2018-09-20 | To Be Confirmed | No | To Be Confirmed | -
NPgY01337 | REDACTED INFORMATION | Camblesforth | Camblesforth | Generation Customer | Northern Powergrid Yorkshire plc | Solar | 51.579 | - | - | - | - | No | Accepted to Connect | - | - | - | - | - | - | 51.579 | 49 | 51.5789 | To Be Confirmed | To Be Confirmed | 2019-11-15 | To Be Confirmed | No | To Be Confirmed | -
NPgY01123 | REDACTED INFORMATION | Camblesforth | Camblesforth | Goole | Northern Powergrid Yorkshire plc | Solar | 1.207 | - | - | - | - | No | Accepted to Connect | - | - | - | - | - | - | 1.207 | 1.147 | 1.207 | To Be Confirmed | To Be Confirmed | 2017-10-06 | To Be Confirmed | No | To Be Confirmed | -
NPgY01235 | REDACTED INFORMATION | Camblesforth | Camblesforth | Goole | Northern Powergrid Yorkshire plc | Solar | 1.053 | - | - | - | - | No | Accepted to Connect | - | - | - | - | - | - | 1.053 | 1 | 1.053 | To Be Confirmed | To Be Confirmed | 2018-01-10 | To Be Confirmed | No | To Be Confirmed | -
NPgY01318 | REDACTED INFORMATION | Camblesforth | Camblesforth | Rawcliffe | Northern Powergrid Yorkshire plc | Other | 6.316 | - | - | - | - | No | Accepted to Connect | - | - | - | - | - | - | 6.316 | 6 | 6.3158 | To Be Confirmed | To Be Confirmed | 2019-05-02 | To Be Confirmed | No | To Be Confirmed | -
NPgY00141 | REDACTED INFORMATION | Creyke Beck | Beverley 132/33kV | Endike Lane | Northern Powergrid Yorkshire plc | Fossil Gas | 4.5 | - | - | - | - | No | Connected | 4.5 | 6.5 | 4.5 | To Be Confirmed | To Be Confirmed | 2001-04-01 | - | - | - | - | - | - | - | No | To Be Confirmed | -
NPgY01301 | REDACTED INFORMATION | Creyke Beck | Beverley 132/33kV | Endike Lane | Northern Powergrid Yorkshire plc | Fossil Gas | 2.105 | - | - | - | - | No | Accepted to Connect | - | - | - | - | - | - | 2.105 | 0 | 2 | To Be Confirmed | To Be Confirmed | 2018-12-28 | To Be Confirmed | No | To Be Confirmed | -
NPgY00082 | REDACTED INFORMATION | Creyke Beck | Beverley 132/33kV | First Avenue | Northern Powergrid Yorkshire plc | Wind onshore | 2.1 | - | - | - | - | No | Connected | 2.1 | 2.09 | 2.2 | To Be Confirmed | To Be Confirmed | 2008-06-17 | - | - | - | - | - | - | - | No | To Be Confirmed | -
NPgY00080 | REDACTED INFORMATION | Creyke Beck | Beverley 132/33kV | Generation Customer | Northern Powergrid Yorkshire plc | Wind onshore | 10 | - | - | - | - | No | Connected | 10 | 9.5 | 10 | To Be Confirmed | To Be Confirmed | 2012-04-02 | - | - | - | - | - | - | - | No | To Be Confirmed | -
NPgY00121 | REDACTED INFORMATION | Creyke Beck | Beverley 132/33kV | Generation Customer | Northern Powergrid Yorkshire plc | Wind onshore | 25.361 | - | - | - | - | No | Connected | 25.361 | 24.093 | 25.361 | To Be Confirmed | To Be Confirmed | 2012-09-13 | - | - | - | - | - | - | - | No | To Be Confirmed | -
NPgY00122 | REDACTED INFORMATION | Creyke Beck | Beverley 132/33kV | Generation Customer | Northern Powergrid Yorkshire plc | Wind onshore | 12.68 | - | - | - | - | No | Connected | 12.68 | 12.046 | 12.68 | To Be Confirmed | To Be Confirmed | 2013-03-20 | - | - | - | - | - | - | - | No | To Be Confirmed | -
NPgY01320 | REDACTED INFORMATION | Creyke Beck | Beverley 132/33kV | Norwood | Northern Powergrid Yorkshire plc | Solar | 2.632 | - | - | - | - | No | Accepted to Connect | - | - | - | - | - | - | 2.632 | 0.5 | 0.52632 | To Be Confirmed | To Be Confirmed | 2019-08-19 | To Be Confirmed | No | To Be Confirmed | -
NPgY00124 | REDACTED INFORMATION | Creyke Beck | Beverley 132/33kV | Southgate | Northern Powergrid Yorkshire plc | Waste | 2.1 | - | - | - | - | No | Connected | 2.1 | 1.995 | 2.1 | To Be Confirmed | To Be Confirmed | 2010-04-01 | - | - | - | - | - | - | - | No | To Be Confirmed | -
NPgY00140 | REDACTED INFORMATION | Creyke Beck | Beverley 132/33kV | Southwood Road | Northern Powergrid Yorkshire plc | Fossil Gas | 1.875 | - | - | - | - | No | Connected | 1.875 | 1.52 | 1.6 | To Be Confirmed | To Be Confirmed | 2010-04-01 | - | - | - | - | - | - | - | No | To Be Confirmed | -
NPgY00146 | REDACTED INFORMATION | Creyke Beck | Beverley 132/33kV | Spark Mill Lane | Northern Powergrid Yorkshire plc | Waste | 3 | - | - | - | - | No | Connected | 3 | 2.85 | 3 | To Be Confirmed | To Be Confirmed | 2000-09-01 | - | - | - | - | - | - | - | No | To Be Confirmed | -
NPgY00139 | REDACTED INFORMATION | Creyke Beck | Beverley 132/33kV | Spark Mill Lane | Northern Powergrid Yorkshire plc | Waste | 1.425 | - | - | - | - | No | Connected | 1.425 | 1.188 | 1.251 | To Be Confirmed | To Be Confirmed | 2010-04-01 | - | - | - | - | - | - | - | No | To Be Confirmed | -
NPgY00148 | REDACTED INFORMATION | Creyke Beck | Bransholme | Generation Customer | Northern Powergrid Yorkshire plc | Fossil Gas | 25 | - | - | - | - | No | Connected | 25 | 23.75 | 25 | To Be Confirmed | To Be Confirmed | 2012-01-16 | - | - | - | - | - | - | - | No | To Be Confirmed | -
NPgY01220 | REDACTED INFORMATION | Creyke Beck | Bransholme | Generation Customer | Northern Powergrid Yorkshire plc | Other | 22.105 | - | - | - | - | No | Accepted to Connect | - | - | - | - | - | - | 22.105 | 21 | 22.105 | To Be Confirmed | To Be Confirmed | 2018-01-05 | To Be Confirmed | No | To Be Confirmed | -
NPgY00153 | REDACTED INFORMATION | Creyke Beck | Bransholme | Wawne Road | Northern Powergrid Yorkshire plc | Solar | 8.632 | - | - | - | - | No | Connected | 8.632 | 8.2 | 8.632 | To Be Confirmed | To Be Confirmed | 2016-06-01 | - | - | - | - | - | - | - | No | To Be Confirmed | -
NPgY00164 | REDACTED INFORMATION | Creyke Beck | Driffield/Beverley Group | Brett Street | Northern Powergrid Yorkshire plc | Waste | 1.8 | - | - | - | - | No | Connected | 1.8 | 1.235 | 1.3 | To Be Confirmed | To Be Confirmed | 2010-04-01 | - | - | - | - | - | - | - | No | To Be Confirmed | -
NPgY00097 | REDACTED INFORMATION | Creyke Beck | Driffield/Beverley Group | Burton Pidsea | Northern Powergrid Yorkshire plc | Wind onshore | 14.316 | - | - | - | - | Yes | Connected | 14.316 | 13.6 | 14.316 | To Be Confirmed | To Be Confirmed | 2013-11-19 | - | - | - | - | - | - | - | No | To Be Confirmed | -
NPgY00196 | REDACTED INFORMATION | Creyke Beck | Driffield/Beverley Group | Butterwick | Northern Powergrid Yorkshire plc | Solar | 4.055 | - | - | - | - | Yes | Connected | 4.055 | 3.852 | 4.055 | To Be Confirmed | To Be Confirmed | 2016-03-22 | - | - | - | - | - | - | - | No | To Be Confirmed | -
NPgY00263 | REDACTED INFORMATION | Creyke Beck | Driffield/Beverley Group | Generation Customer | Northern Powergrid Yorkshire plc | Wind onshore | 31.579 | - | - | - | - | Yes | Connected | 31.579 | 30 | 31.579 | To Be Confirmed | To Be Confirmed | 2009-02-01 | - | - | - | - | - | - | - | No | To Be Confirmed | -
NPgY00295 | REDACTED INFORMATION | Creyke Beck | Driffield/Beverley Group | Generation Customer | Northern Powergrid Yorkshire plc | Wind onshore | 19.021 | - | - | - | - | Yes | Connected | 19.021 | 18.07 | 19.021 | To Be Confirmed | To Be Confirmed | 2013-03-06 | - | - | - | - | - | - | - | No | To Be Confirmed | -
NPgY00227 | REDACTED INFORMATION | Creyke Beck | Driffield/Beverley Group | Generation Customer | Northern Powergrid Yorkshire plc | Wind onshore | 32.211 | - | - | - | - | Yes | Connected | 32.211 | 30.6 | 32.211 | To Be Confirmed | To Be Confirmed | 2015-11-01 | - | - | - | - | - | - | - | No | To Be Confirmed | -
NPgY00294 | REDACTED INFORMATION | Creyke Beck | Driffield/Beverley Group | Generation Customer | Northern Powergrid Yorkshire plc | Biomass | 23.158 | - | - | - | - | Yes | Connected | 23.158 | 22 | 23.158 | To Be Confirmed | To Be Confirmed | 2017-03-01 | - | - | - | - | - | - | - | No | To Be Confirmed | -
NPgY00199 | REDACTED INFORMATION | Creyke Beck | Driffield/Beverley Group | Generation Customer | Northern Powergrid Yorkshire plc | Wind onshore | 8.632 | - | - | - | - | No | Connected | 8.632 | 8.2 | 8.632 | To Be Confirmed | To Be Confirmed | 2019-01-01 | - | - | - | - | - | - | - | No | To Be Confirmed | -
NPgY01336 | REDACTED INFORMATION | Creyke Beck | Driffield/Beverley Group | Generation Customer | Northern Powergrid Yorkshire plc | Solar | 31.579 | - | - | - | - | No | Accepted to Connect | - | - | - | - | - | - | 31.579 | 30 | 31.5789 | To Be Confirmed | To Be Confirmed | 2019-11-22 | To Be Confirmed | No | To Be Confirmed | -
NPgY00260 | REDACTED INFORMATION | Creyke Beck | Driffield/Beverley Group | Kirkburn | Northern Powergrid Yorkshire plc | Biomass | 3.4 | - | - | - | - | No | Connected | 3.4 | 3.126 | 3.291 | To Be Confirmed | To Be Confirmed | 2011-01-01 | - | - | - | - | - | - | - | No | To Be Confirmed | -
NPgY00282 | REDACTED INFORMATION | Creyke Beck | Driffield/Beverley Group | Seaton | Northern Powergrid Yorkshire plc | Biomass | 3 | - | - | - | - | No | Connected | 3 | 2.85 | 3 | To Be Confirmed | To Be Confirmed | 2010-08-01 | - | - | - | - | - | - | - | No | To Be Confirmed | -
NPgY01294 | REDACTED INFORMATION | Creyke Beck | Generation Customer | Generation Customer | Northern Powergrid Yorkshire plc | Fossil Gas | 52.526 | - | - | - | - | No | Connected | 52.526 | 49.9 | 52.526 | To Be Confirmed | To Be Confirmed | 2018-04-01 | - | - | - | - | - | - | - | No | To Be Confirmed | -
NPgY00158 | REDACTED INFORMATION | Creyke Beck | Generation Customer | Generation Customer | Northern Powergrid Yorkshire plc | Fossil Gas | 26.316 | - | - | - | - | No | Connected | 26.316 | 25 | 26.316 | To Be Confirmed | To Be Confirmed | 2019-01-01 | - | - | - | - | - | - | - | No | To Be Confirmed | -
NPgY00154 | REDACTED INFORMATION | Creyke Beck | Generation Customer | Generation Customer | Northern Powergrid Yorkshire plc | Battery storage | 52.526 | - | - | - | - | No | Connected | 52.526 | 49.9 | 52.526 | To Be Confirmed | To Be Confirmed | 2019-01-01 | - | - | - | - | - | - | - | No | To Be Confirmed | -
NPgY01333 | REDACTED INFORMATION | Creyke Beck | Generation Customer | Generation Customer | Northern Powergrid Yorkshire plc | Battery storage | 52.579 | - | - | - | - | No | Accepted to Connect | - | - | - | - | - | - | 52.579 | 49.95 | 52.5789 | To Be Confirmed | To Be Confirmed | 2017-03-30 | To Be Confirmed | No | To Be Confirmed | -
NPgY01334 | REDACTED INFORMATION | Creyke Beck | Generation Customer | Generation Customer | Northern Powergrid Yorkshire plc | Battery storage | 52.579 | - | - | - | - | No | Accepted to Connect | - | - | - | - | - | - | 52.579 | 49.95 | 52.5789 | To Be Confirmed | To Be Confirmed | 2017-03-30 | To Be Confirmed | No | To Be Confirmed | -
NPgY01330 | REDACTED INFORMATION | Creyke Beck | Generation Customer | Generation Customer | Northern Powergrid Yorkshire plc | Solar | 52.631 | - | - | - | - | No | Accepted to Connect | - | - | - | - | - | - | 52.631 | 49.999 | 52.6305 | To Be Confirmed | To Be Confirmed | 2019-11-01 | To Be Confirmed | No | To Be Confirmed | -
NPgY01230 | REDACTED INFORMATION | Creyke Beck | Hull South | Generation Customer | Northern Powergrid Yorkshire plc | Fossil Gas | 21.053 | - | - | - | - | No | Accepted to Connect | - | - | - | - | - | - | 21.053 | 20 | 21.053 | To Be Confirmed | To Be Confirmed | 2017-12-29 | To Be Confirmed | No | To Be Confirmed | -
NPgY00303 | REDACTED INFORMATION | Creyke Beck | Hull West | Generation Customer | Northern Powergrid Yorkshire plc | Waste | 4 | - | - | - | - | No | Connected | 4 | 3.8 | 4 | To Be Confirmed | To Be Confirmed | 2012-04-01 | - | - | - | - | - | - | - | No | To Be Confirmed | -
NPgY00302 | REDACTED INFORMATION | Creyke Beck | Hull West | Generation Customer | Northern Powergrid Yorkshire plc | Wind onshore | 4.842 | - | - | - | - | No | Connected | 4.842 | 4.6 | 4.842 | To Be Confirmed | To Be Confirmed | 2017-03-09 | - | - | - | - | - | - | - | No | To Be Confirmed | -
NPgY01328 | REDACTED INFORMATION | Creyke Beck | Hull West | Generation Customer | Northern Powergrid Yorkshire plc | Fossil Gas | 25.263 | - | - | - | - | No | Accepted to Connect | - | - | - | - | - | - | 25.263 | 24 | 25.2632 | To Be Confirmed | To Be Confirmed | 2019-10-24 | To Be Confirmed | No | To Be Confirmed | -
NPgY00308 | REDACTED INFORMATION | Creyke Beck | Hull West | Newport 1 | Northern Powergrid Yorkshire plc | Fossil Gas | 4.063 | - | - | - | - | No | Connected | 4.063 | 3.86 | 4.063 | To Be Confirmed | To Be Confirmed | 2010-04-01 | - | - | - | - | - | - | - | No | To Be Confirmed | -
NPgY00568 | REDACTED INFORMATION | Creyke Beck | Hull West | Newport 1 | Northern Powergrid Yorkshire plc | Biomass | 3.747 | - | - | - | - | Yes | Connected | 3.747 | 3.56 | 3.747 | To Be Confirmed | To Be Confirmed | 2016-12-23 | - | - | - | - | - | - | - | No | To Be Confirmed | -
NPgY00328 | REDACTED INFORMATION | Creyke Beck | Hull West | Skillings Lane | Northern Powergrid Yorkshire plc | Waste | 4.311 | - | - | - | - | No | Connected | 4.311 | 4.095 | 4.311 | To Be Confirmed | To Be Confirmed | 2010-04-01 | - | - | - | - | - | - | - | No | To Be Confirmed | -
NPgY00331 | REDACTED INFORMATION | Creyke Beck | Hull West | Skillings Lane | Northern Powergrid Yorkshire plc | Biomass | 3.36 | - | - | - | - | No | Connected | 3.36 | 3.192 | 3.36 | To Be Confirmed | To Be Confirmed | 2017-09-18 | - | - | - | - | - | - | - | No | To Be Confirmed | -
NPgY00340 | REDACTED INFORMATION | Drax | Osgodby 1/2 | Generation Customer | Northern Powergrid Yorkshire plc | Waste | 3.158 | - | - | - | - | No | Connected | 3.158 | 6 | 6.316 | To Be Confirmed | To Be Confirmed | 2008-12-01 | - | - | - | - | - | - | - | No | To Be Confirmed | -
NPgY00341 | REDACTED INFORMATION | Drax | Osgodby 1/2 | Generation Customer | Northern Powergrid Yorkshire plc | Fossil Oil | 18.947 | - | - | - | - | No | Connected | 18.947 | 18 | 18.947 | To Be Confirmed | To Be Confirmed | 2014-10-22 | - | - | - | - | - | - | - | No | To Be Confirmed | -
NPgY00339 | REDACTED INFORMATION | Drax | Osgodby 1/2 | Generation Customer | Northern Powergrid Yorkshire plc | Fossil Gas | 36.842 | - | - | - | - | No | Connected | 36.842 | 35 | 36.842 | To Be Confirmed | To Be Confirmed | 2018-11-01 | - | - | - | - | - | - | - | No | To Be Confirmed | -
NPgY00366 | REDACTED INFORMATION | Drax | Osgodby 3/4 | Generation Customer | Northern Powergrid Yorkshire plc | Wind onshore | 21.134 | - | - | - | - | No | Connected | 21.134 | 20.077 | 21.134 | To Be Confirmed | To Be Confirmed | 2012-11-08 | - | - | - | - | - | - | - | No | To Be Confirmed | -
NPgY00367 | REDACTED INFORMATION | Drax | Osgodby 3/4 | Generation Customer | Northern Powergrid Yorkshire plc | Wind onshore | 13.158 | - | - | - | - | No | Connected | 13.158 | 12.5 | 13.158 | To Be Confirmed | To Be Confirmed | 2016-03-01 | - | - | - | - | - | - | - | No | To Be Confirmed | -
NPgY00365 | REDACTED INFORMATION | Drax | Osgodby 3/4 | Generation Customer | Northern Powergrid Yorkshire plc | Fossil Gas | 16.842 | - | - | - | - | No | Connected | 16.842 | 16 | 16.842 | To Be Confirmed | To Be Confirmed | 2016-09-01 | - | - | - | - | - | - | - | No | To Be Confirmed | -
NPgY00350 | REDACTED INFORMATION | Drax | Osgodby 3/4 | Olympia Mills | Northern Powergrid Yorkshire plc | Fossil Gas | 3.5 | - | - | - | - | No | Connected | 3.5 | 3.325 | 3.5 | To Be Confirmed | To Be Confirmed | 2010-04-01 | - | - | - | - | - | - | - | No | To Be Confirmed | -
NPgY00360 | REDACTED INFORMATION | Drax | Osgodby 3/4 | Selby | Northern Powergrid Yorkshire plc | Fossil Gas | 5 | - | - | - | - | No | Connected | 5 | 4.75 | 5 | To Be Confirmed | To Be Confirmed | 2010-08-01 | - | - | - | - | - | - | - | No | To Be Confirmed | -
NPgY00369 | REDACTED INFORMATION | Drax | Osgodby 3/4 | Thorpe Road | Northern Powergrid Yorkshire plc | Wind onshore | 2.6 | - | - | - | - | No | Connected | 2.6 | 2.47 | 2.6 | To Be Confirmed | To Be Confirmed | 2010-04-01 | - | - | - | - | - | - | - | No | To Be Confirmed | -
NPgY01272 | REDACTED INFORMATION | Drax | Osgodby 3/4 | Thorpe Road | Northern Powergrid Yorkshire plc | Fossil Gas | 3.747 | - | - | - | - | No | Accepted to Connect | - | - | - | - | - | - | 3.747 | 0 | 0 | To Be Confirmed | To Be Confirmed | 2018-07-26 | To Be Confirmed | No | To Be Confirmed | -
NPgY01324 | REDACTED INFORMATION | Elland | Brighouse 132/33kV | Deighton | Northern Powergrid Yorkshire plc | Fossil Gas | 3.141 | - | - | - | - | No | Accepted to Connect | - | - | - | - | - | - | 3.141 | 2.984 | 3.1411 | To Be Confirmed | To Be Confirmed | 2019-09-12 | To Be Confirmed | No | To Be Confirmed | -
NPgY00377 | REDACTED INFORMATION | Elland | Brighouse 132/33kV | Snelsins Lane | Northern Powergrid Yorkshire plc | Waste | 2.5 | - | - | - | - | No | Connected | 2.5 | 1.52 | 1.6 | To Be Confirmed | To Be Confirmed | 2010-04-01 | - | - | - | - | - | - | - | No | To Be Confirmed | -
NPgY00383 | REDACTED INFORMATION | Elland | Lindley | Honley | Northern Powergrid Yorkshire plc | Hydro run-of-river and poundage | 2.105 | - | - | - | - | No | Connected | 2.105 | 2 | 2.105 | To Be Confirmed | To Be Confirmed | 2010-04-01 | - | - | - | - | - | - | - | No | To Be Confirmed | -
NPgY00387 | REDACTED INFORMATION | Elland | Lindley | Prospect Road | Northern Powergrid Yorkshire plc | Fossil Gas | 3.5 | - | - | - | - | No | Connected | 3.5 | 3.325 | 3.5 | To Be Confirmed | To Be Confirmed | 2010-04-01 | - | - | - | - | - | - | - | No | To Be Confirmed | -
NPgY00414 | REDACTED INFORMATION | Elland | Sowerby Bridge 132/33kV | Generation Customer | Northern Powergrid Yorkshire plc | Wind onshore | 21.052 | - | - | - | - | No | Connected | 21.052 | 19.999 | 21.052 | To Be Confirmed | To Be Confirmed | 2014-04-30 | - | - | - | - | - | - | - | No | To Be Confirmed | -
NPgY01193 | REDACTED INFORMATION | Elland | Sowerby Bridge 132/33kV | Salterhebble | Northern Powergrid Yorkshire plc | Other | 8 | - | - | - | - | No | Connected | 8 | 0 | 0 | To Be Confirmed | To Be Confirmed | To Be Confirmed | - | - | - | - | - | - | - | No | To Be Confirmed | -
NPgY00450 | REDACTED INFORMATION | Elland | Thornhill 132kV | Generation Customer | Northern Powergrid Yorkshire plc | Fossil Gas | 50 | - | - | - | - | No | Connected | 50 | 55.1 | 58 | To Be Confirmed | To Be Confirmed | 2000-08-02 | - | - | - | - | - | - | - | No | To Be Confirmed | -
NPgY00427 | REDACTED INFORMATION | Elland | Thornhill 132kV | Hazlehead | Northern Powergrid Yorkshire plc | Wind onshore | 6.615 | - | - | - | - | No | Connected | 6.615 | 6.284 | 6.615 | To Be Confirmed | To Be Confirmed | 2000-08-01 | - | - | - | - | - | - | - | No | To Be Confirmed | -
NPgY00424 | REDACTED INFORMATION | Elland | Thornhill 132kV | Hazlehead | Northern Powergrid Yorkshire plc | Wind onshore | 6 | - | - | - | - | No | Connected | 6 | 5.7 | 6 | To Be Confirmed | To Be Confirmed | 2011-10-31 | - | - | - | - | - | - | - | No | To Be Confirmed | -
NPgY00381 | REDACTED INFORMATION | Elland | Thornhill 132kV | Mirfield | Northern Powergrid Yorkshire plc | Other | 1.579 | - | - | - | - | No | Connected | 1.579 | 1.5 | 1.579 | To Be Confirmed | To Be Confirmed | 2014-08-20 | - | - | - | - | - | - | - | No | To Be Confirmed | -
NPgY00445 | REDACTED INFORMATION | Elland | Thornhill 132kV | Scholes | Northern Powergrid Yorkshire plc | Wind onshore | 6 | - | - | - | - | No | Connected | 6 | 5.7 | 6 | To Be Confirmed | To Be Confirmed | 2012-12-01 | - | - | - | - | - | - | - | No | To Be Confirmed | -
NPgY01185 | REDACTED INFORMATION | Ferrybridge A | Ferrybridge A | Generation Customer | Northern Powergrid Yorkshire plc | Fossil Gas | 6.211 | - | - | - | - | No | Accepted to Connect | - | - | - | - | - | - | 6.211 | 0 | 0 | To Be Confirmed | To Be Confirmed | 2017-12-01 | To Be Confirmed | No | To Be Confirmed | -
NPgY00461 | REDACTED INFORMATION | Ferrybridge A | Ferrybridge A | Generation Customer | Northern Powergrid Yorkshire plc | Biomass | 40 | - | - | - | - | No | Accepted to Connect | - | - | - | - | - | - | 40 | 38 | 40 | To Be Confirmed | To Be Confirmed | To Be Confirmed | To Be Confirmed | No | To Be Confirmed | -
NPgY00457 | REDACTED INFORMATION | Ferrybridge A | Ferrybridge A | Grimethorpe | Northern Powergrid Yorkshire plc | Fossil Gas | 5.788 | - | - | - | - | No | Connected | 5.788 | 5.499 | 5.788 | To Be Confirmed | To Be Confirmed | 2010-04-01 | - | - | - | - | - | - | - | No | To Be Confirmed | -
NPgY00464 | REDACTED INFORMATION | Ferrybridge A | Ferrybridge A | Monckton | Northern Powergrid Yorkshire plc | Fossil Gas | 10 | - | - | - | - | No | Connected | 10 | 9.5 | 10 | To Be Confirmed | To Be Confirmed | 2010-04-01 | - | - | - | - | - | - | - | No | To Be Confirmed | -
NPgY00470 | REDACTED INFORMATION | Ferrybridge A | Ferrybridge A | South Kirkby | Northern Powergrid Yorkshire plc | Biomass | 2.526 | - | - | - | - | No | Connected | 2.526 | 2.4 | 2.526 | To Be Confirmed | To Be Confirmed | 2016-09-15 | - | - | - | - | - | - | - | No | To Be Confirmed | -
NPgY01261 | REDACTED INFORMATION | Ferrybridge B | Bramham | Fenton Lane | Northern Powergrid Yorkshire plc | Fossil Oil | 6.316 | - | - | - | - | No | Connected | 6.316 | 6 | 6.316 | To Be Confirmed | To Be Confirmed | 2019-02-15 | - | - | - | - | - | - | - | No | To Be Confirmed | -
NPgY00479 | REDACTED INFORMATION | Ferrybridge B | Bramham | Fenton Lane | Northern Powergrid Yorkshire plc | Fossil Gas | 1.095 | - | - | - | - | No | Connected | 1.095 | 0.4 | 0.421 | To Be Confirmed | To Be Confirmed | To Be Confirmed | - | - | - | - | - | - | - | No | To Be Confirmed | -
NPgY00480 | REDACTED INFORMATION | Ferrybridge B | Bramham | Generation Customer | Northern Powergrid Yorkshire plc | Wind onshore | 10.206 | - | - | - | - | No | Connected | 10.206 | 9.696 | 10.206 | To Be Confirmed | To Be Confirmed | 2015-11-01 | - | - | - | - | - | - | - | No | To Be Confirmed | -
NPgY00482 | REDACTED INFORMATION | Ferrybridge B | Bramham | Sherburn | Northern Powergrid Yorkshire plc | Solar | 3.158 | - | - | - | - | No | Connected | 3.158 | 3 | 3.158 | To Be Confirmed | To Be Confirmed | 2014-09-12 | - | - | - | - | - | - | - | No | To Be Confirmed | -
NPgY00485 | REDACTED INFORMATION | Ferrybridge B | Bramham | Sherburn | Northern Powergrid Yorkshire plc | Solar | 3.947 | - | - | - | - | No | Connected | 3.947 | 3.75 | 3.947 | To Be Confirmed | To Be Confirmed | 2015-11-19 | - | - | - | - | - | - | - | No | To Be Confirmed | -
NPgY01325 | REDACTED INFORMATION | Ferrybridge B | Bramham | Sherburn | Northern Powergrid Yorkshire plc | Fossil Gas | 18.063 | - | - | - | - | No | Accepted to Connect | - | - | - | - | - | - | 18.063 | 17.16 | 18.0632 | To Be Confirmed | To Be Confirmed | 2019-10-22 | To Be Confirmed | No | To Be Confirmed | -
NPgY00487 | REDACTED INFORMATION | Ferrybridge B | Bramham | Sherburn | Northern Powergrid Yorkshire plc | Fossil Gas | 1.053 | - | - | - | - | No | Accepted to Connect | - | - | - | - | - | - | 1.053 | 0.5 | 0.526 | To Be Confirmed | To Be Confirmed | To Be Confirmed | To Be Confirmed | No | To Be Confirmed | -
NPgY00494 | REDACTED INFORMATION | Ferrybridge B | Bramham | Tadcaster | Northern Powergrid Yorkshire plc | Biomass | 5 | - | - | - | - | No | Connected | 5 | 4.75 | 5 | To Be Confirmed | To Be Confirmed | 2009-04-20 | - | - | - | - | - | - | - | No | To Be Confirmed | -
NPgY00499 | REDACTED INFORMATION | Ferrybridge B | Bramham | Warren Lane | Northern Powergrid Yorkshire plc | Waste | 1.263 | - | - | - | - | No | Connected | 1.263 | 1.2 | 1.263 | To Be Confirmed | To Be Confirmed | 2015-07-07 | - | - | - | - | - | - | - | No | To Be Confirmed | -
NPgY00501 | REDACTED INFORMATION | Ferrybridge B | Featherstone | Commonside Lane | Northern Powergrid Yorkshire plc | Fossil Gas | 7.701 | - | - | - | - | No | Connected | 7.701 | 7.316 | 7.701 | To Be Confirmed | To Be Confirmed | 2010-04-01 | - | - | - | - | - | - | - | No | To Be Confirmed | -
NPgY01326 | REDACTED INFORMATION | Ferrybridge B | Featherstone | Commonside Lane | Northern Powergrid Yorkshire plc | Fossil Gas | 8.421 | - | - | - | - | No | Accepted to Connect | - | - | - | - | - | - | 8.421 | 8 | 8.4211 | To Be Confirmed | To Be Confirmed | 2019-10-16 | To Be Confirmed | No | To Be Confirmed | -
NPgY00513 | REDACTED INFORMATION | Ferrybridge B | Featherstone | Generation Customer | Northern Powergrid Yorkshire plc | Waste | 8.421 | - | - | - | - | No | Connected | 8.421 | 11.97 | 12.6 | To Be Confirmed | To Be Confirmed | 2009-04-01 | - | - | - | - | - | - | - | No | To Be Confirmed | -
NPgY00518 | REDACTED INFORMATION | Ferrybridge B | Featherstone | Generation Customer | Northern Powergrid Yorkshire plc | Waste | 10.2 | - | - | - | - | No | Connected | 10.2 | 10.8 | 11.368 | To Be Confirmed | To Be Confirmed | 2014-06-27 | - | - | - | - | - | - | - | No | To Be Confirmed | -
NPgY00508 | REDACTED INFORMATION | Ferrybridge B | Featherstone | Generation Customer | Northern Powergrid Yorkshire plc | Fossil Oil | 33.684 | - | - | - | - | No | Connected | 33.684 | 0 | 0 | To Be Confirmed | To Be Confirmed | To Be Confirmed | - | - | - | - | - | - | - | No | To Be Confirmed | -
NPgY00509 | REDACTED INFORMATION | Ferrybridge B | Featherstone | Generation Customer | Northern Powergrid Yorkshire plc | Fossil Oil | 33.684 | - | - | - | - | No | Connected | 33.684 | 0 | 0 | To Be Confirmed | To Be Confirmed | To Be Confirmed | - | - | - | - | - | - | - | No | To Be Confirmed | -
NPgY00510 | REDACTED INFORMATION | Ferrybridge B | Featherstone | Prince of Wales | Northern Powergrid Yorkshire plc | Waste | 1.5 | - | - | - | - | No | Connected | 1.5 | 1.9 | 2 | To Be Confirmed | To Be Confirmed | 2013-12-01 | - | - | - | - | - | - | - | No | To Be Confirmed | -
NPgY00515 | REDACTED INFORMATION | Ferrybridge B | Featherstone | Wellington Street | Northern Powergrid Yorkshire plc | Fossil Gas | 2.632 | - | - | - | - | No | Accepted to Connect | - | - | - | - | - | - | 2.632 | 2.5 | 2.632 | To Be Confirmed | To Be Confirmed | To Be Confirmed | To Be Confirmed | No | To Be Confirmed | -
NPgY00519 | REDACTED INFORMATION | Ferrybridge B | Generation Customer | Generation Customer | Northern Powergrid Yorkshire plc | Waste | 83.158 | - | - | - | - | No | Connected | 83.158 | 79 | 83.158 | To Be Confirmed | To Be Confirmed | 2015-06-18 | - | - | - | - | - | - | - | No | To Be Confirmed | -
NPgY00554 | REDACTED INFORMATION | Ferrybridge B | Generation Customer | Generation Customer | Northern Powergrid Yorkshire plc | Other | 81.053 | - | - | - | - | No | Accepted to Connect | - | - | - | - | - | - | 81.053 | 77 | 81.053 | To Be Confirmed | To Be Confirmed | To Be Confirmed | To Be Confirmed | No | To Be Confirmed | -
NPgY00521 | REDACTED INFORMATION | Ferrybridge B | Kirkhaw Lane | Beal | Northern Powergrid Yorkshire plc | Other | 7.368 | - | - | - | - | No | Connected | 7.368 | 7 | 7.368 | To Be Confirmed | To Be Confirmed | 2016-05-24 | - | - | - | - | - | - | - | No | To Be Confirmed | -
NPgY00539 | REDACTED INFORMATION | Ferrybridge B | Kirkhaw Lane | Generation Customer | Northern Powergrid Yorkshire plc | Fossil Gas | 50 | - | - | - | - | No | Connected | 50 | 47.5 | 50 | To Be Confirmed | To Be Confirmed | 2012-04-01 | - | - | - | - | - | - | - | No | To Be Confirmed | -
NPgY01321 | REDACTED INFORMATION | Ferrybridge B | Kirkhaw Lane | Generation Customer | Northern Powergrid Yorkshire plc | Fossil Gas | 21.053 | - | - | - | - | No | Accepted to Connect | - | - | - | - | - | - | 21.053 | 20 | 21.0526 | To Be Confirmed | To Be Confirmed | 2019-02-26 | To Be Confirmed | No | To Be Confirmed | -
NPgY01059 | REDACTED INFORMATION | Ferrybridge B | Kirkhaw Lane | Pollington | Northern Powergrid Yorkshire plc | Solar | 4 | - | - | - | - | No | Connected | 4 | 3.8 | 4 | To Be Confirmed | To Be Confirmed | 2016-01-01 | - | - | - | - | - | - | - | No | To Be Confirmed | -
NPgY01164 | REDACTED INFORMATION | Ferrybridge B | Kirkhaw Lane | Pollington | Northern Powergrid Yorkshire plc | Solar | 4.358 | - | - | - | - | No | Connected | 4.358 | 4.14 | 4.358 | To Be Confirmed | To Be Confirmed | 2017-02-21 | - | - | - | - | - | - | - | No | To Be Confirmed | -
NPgY00549 | REDACTED INFORMATION | Ferrybridge B | Kirkhaw Lane | Weeland Road | Northern Powergrid Yorkshire plc | Fossil Gas | 1.6 | - | - | - | - | No | Connected | 1.6 | 1.52 | 1.6 | To Be Confirmed | To Be Confirmed | 2000-08-30 | - | - | - | - | - | - | - | No | To Be Confirmed | -
NPgY00552 | REDACTED INFORMATION | Ferrybridge B | Kirkhaw Lane | Weeland Road | Northern Powergrid Yorkshire plc | Solar | 2.104 | - | - | - | - | No | Connected | 2.104 | 1.999 | 2.104 | To Be Confirmed | To Be Confirmed | 2016-03-01 | - | - | - | - | - | - | - | No | To Be Confirmed | -
NPgY00555 | REDACTED INFORMATION | Ferrybridge B | Whinmoor | Ninelands Lane | Northern Powergrid Yorkshire plc | Waste | 4.22 | - | - | - | - | No | Connected | 4.22 | 1.9 | 2 | To Be Confirmed | To Be Confirmed | 2010-04-01 | - | - | - | - | - | - | - | No | To Be Confirmed | -
NPgY01201 | REDACTED INFORMATION | Ferrybridge B | Whinmoor | Seacroft | Northern Powergrid Yorkshire plc | Other | 1.263 | - | - | - | - | No | Accepted to Connect | - | - | - | - | - | - | 1.263 | 0 | 0 | To Be Confirmed | To Be Confirmed | 2018-01-10 | To Be Confirmed | No | To Be Confirmed | -
NPgY01229 | REDACTED INFORMATION | Grimsby West | Generation Customer | Generation Customer | Northern Powergrid Yorkshire plc | Waste | 52.579 | - | - | - | - | No | Accepted to Connect | - | - | - | - | - | - | 52.579 | 49.95 | 52.579 | To Be Confirmed | To Be Confirmed | 2017-11-14 | To Be Confirmed | No | To Be Confirmed | -
NPgY01184 | REDACTED INFORMATION | Grimsby West | Generation Customer | Generation Customer | Northern Powergrid Yorkshire plc | Battery storage | 79.999 | - | - | - | - | No | Accepted to Connect | - | - | - | - | - | - | 79.999 | 75.999 | 79.999 | To Be Confirmed | To Be Confirmed | 2017-12-01 | To Be Confirmed | No | To Be Confirmed | -
NPgY01339 | REDACTED INFORMATION | Grimsby West | Generation Customer | Generation Customer | Northern Powergrid Yorkshire plc | Biomass | 18.947 | - | - | - | - | No | Accepted to Connect | - | - | - | - | - | - | 18.947 | 18 | 18.9474 | To Be Confirmed | To Be Confirmed | 2019-12-23 | To Be Confirmed | No | To Be Confirmed | -
NPgY01344 | REDACTED INFORMATION | Grimsby West | Generation Customer | Generation Customer | Northern Powergrid Yorkshire plc | Solar | 52.63 | - | - | - | - | No | Accepted to Connect | - | - | - | - | - | - | 52.63 | 49.999 | 52.63 | To Be Confirmed | To Be Confirmed | 2020-01-15 | To Be Confirmed | No | To Be Confirmed | -
NPgY00558 | REDACTED INFORMATION | Grimsby West | Humberston | Generation Customer | Northern Powergrid Yorkshire plc | Wind onshore | 21.053 | - | - | - | - | No | Connected | 21.053 | 20 | 21.053 | To Be Confirmed | To Be Confirmed | 2016-10-12 | - | - | - | - | - | - | - | No | To Be Confirmed | -
NPgY00561 | REDACTED INFORMATION | Grimsby West | Humberston | Wesley Crescent | Northern Powergrid Yorkshire plc | Wind onshore | 4.842 | - | - | - | - | No | Connected | 4.842 | 4.6 | 4.842 | To Be Confirmed | To Be Confirmed | 2014-04-01 | - | - | - | - | - | - | - | No | To Be Confirmed | -
NPgY00573 | REDACTED INFORMATION | Grimsby West | Immingham | Generation Customer | Northern Powergrid Yorkshire plc | Fossil Gas | 41.053 | - | - | - | - | No | Connected | 41.053 | 31.5 | 33.158 | To Be Confirmed | To Be Confirmed | 2001-11-15 | - | - | - | - | - | - | - | No | To Be Confirmed | -
NPgY00574 | REDACTED INFORMATION | Grimsby West | Immingham | Generation Customer | Northern Powergrid Yorkshire plc | Fossil Gas | 21.053 | - | - | - | - | No | Connected | 21.053 | 0 | 0 | To Be Confirmed | To Be Confirmed | 2012-04-01 | - | - | - | - | - | - | - | No | To Be Confirmed | -
NPgY00571 | REDACTED INFORMATION | Grimsby West | Immingham | Generation Customer | Northern Powergrid Yorkshire plc | Waste | 4.211 | - | - | - | - | No | Connected | 4.211 | 4 | 4.211 | To Be Confirmed | To Be Confirmed | 2012-04-01 | - | - | - | - | - | - | - | No | To Be Confirmed | -
NPgY00572 | REDACTED INFORMATION | Grimsby West | Immingham | Generation Customer | Northern Powergrid Yorkshire plc | Fossil Oil | 25.263 | - | - | - | - | Yes | Connected | 25.263 | 24 | 25.263 | To Be Confirmed | To Be Confirmed | 2017-01-06 | - | - | - | - | - | - | - | No | To Be Confirmed | -
NPgY01105 | REDACTED INFORMATION | Grimsby West | Immingham | Generation Customer | Northern Powergrid Yorkshire plc | Fossil Gas | 25.263 | - | - | - | - | Yes | Connected | 25.263 | 24 | 25.263 | To Be Confirmed | To Be Confirmed | 2017-03-03 | - | - | - | - | - | - | - | No | To Be Confirmed | -
NPgY01106 | REDACTED INFORMATION | Grimsby West | Immingham | Generation Customer | Northern Powergrid Yorkshire plc | Fossil Gas | 25.263 | - | - | - | - | No | Accepted to Connect | - | - | - | - | - | - | 25.263 | 24 | 25.263 | To Be Confirmed | To Be Confirmed | To Be Confirmed | To Be Confirmed | No | To Be Confirmed | -
NPgY00575 | REDACTED INFORMATION | Grimsby West | Immingham | Queens Road | Northern Powergrid Yorkshire plc | Fossil Gas | 2.5 | - | - | - | - | No | Connected | 2.5 | 2.375 | 2.5 | To Be Confirmed | To Be Confirmed | 2010-04-01 | - | - | - | - | - | - | - | No | To Be Confirmed | -
NPgY01069 | REDACTED INFORMATION | Grimsby West | Immingham | Queens Road | Northern Powergrid Yorkshire plc | Solar | 4.421 | - | - | - | - | No | Accepted to Connect | - | - | - | - | - | - | 4.421 | 4.2 | 4.421 | To Be Confirmed | To Be Confirmed | 2017-05-17 | To Be Confirmed | No | To Be Confirmed | -
NPgY01089 | REDACTED INFORMATION | Grimsby West | Immingham | Queens Road | Northern Powergrid Yorkshire plc | Fossil Gas | 17.368 | - | - | - | - | No | Accepted to Connect | - | - | - | - | - | - | 17.368 | 16.5 | 17.368 | To Be Confirmed | To Be Confirmed | 2017-06-30 | To Be Confirmed | No | To Be Confirmed | -
NPgY00583 | REDACTED INFORMATION | Grimsby West | Yarborough Road 132/33kV | BTP | Northern Powergrid Yorkshire plc | Fossil Gas | 2 | - | - | - | - | No | Connected | 2 | 1.9 | 2 | To Be Confirmed | To Be Confirmed | 2014-04-15 | - | - | - | - | - | - | - | No | To Be Confirmed | -
NPgY00603 | REDACTED INFORMATION | Grimsby West | Yarborough Road 132/33kV | Generation Customer | Northern Powergrid Yorkshire plc | Fossil Gas | 21.053 | - | - | - | - | No | Connected | 21.053 | 20 | 21.053 | To Be Confirmed | To Be Confirmed | 2001-09-01 | - | - | - | - | - | - | - | No | To Be Confirmed | -
NPgY01146 | REDACTED INFORMATION | Grimsby West | Yarborough Road 132/33kV | Generation Customer | Northern Powergrid Yorkshire plc | Fossil Gas | 17.158 | - | - | - | - | No | Accepted to Connect | - | - | - | - | - | - | 17.158 | 16.3 | 17.158 | To Be Confirmed | To Be Confirmed | 2014-09-01 | To Be Confirmed | No | To Be Confirmed | -
NPgY01174 | REDACTED INFORMATION | Grimsby West | Yarborough Road 132/33kV | Generation Customer | Northern Powergrid Yorkshire plc | Fossil Gas | 18.947 | - | - | - | - | No | Accepted to Connect | - | - | - | - | - | - | 18.947 | 18 | 18.947 | To Be Confirmed | To Be Confirmed | 2017-11-16 | To Be Confirmed | No | To Be Confirmed | -
NPgY00605 | REDACTED INFORMATION | Grimsby West | Yarborough Road 132/33kV | Generation Customer | Northern Powergrid Yorkshire plc | Fossil Gas | 2.105 | - | - | - | - | No | Accepted to Connect | - | - | - | - | - | - | 2.105 | 2 | 2.105 | To Be Confirmed | To Be Confirmed | To Be Confirmed | To Be Confirmed | No | To Be Confirmed | -
NPgY00592 | REDACTED INFORMATION | Grimsby West | Yarborough Road 132/33kV | Great Coates | Northern Powergrid Yorkshire plc | Fossil Gas | 8.4 | - | - | - | - | No | Connected | 8.4 | 7.98 | 8.4 | To Be Confirmed | To Be Confirmed | 2000-07-24 | - | - | - | - | - | - | - | No | To Be Confirmed | -
NPgY00599 | REDACTED INFORMATION | Grimsby West | Yarborough Road 132/33kV | Scartho | Northern Powergrid Yorkshire plc | Wind onshore | 1.451 | - | - | - | - | No | Connected | 1.451 | 1.378 | 1.451 | To Be Confirmed | To Be Confirmed | 2012-08-06 | - | - | - | - | - | - | - | No | To Be Confirmed | -
NPgY00606 | REDACTED INFORMATION | Grimsby West | Yarborough Road 132/33kV | Yarborough Road 33/11kV | Northern Powergrid Yorkshire plc | Fossil Gas | 51.389 | - | - | - | - | No | Connected | 51.389 | 6.5 | 6.842 | To Be Confirmed | To Be Confirmed | 2010-04-01 | - | - | - | - | - | - | - | No | To Be Confirmed | -
NPgY00612 | REDACTED INFORMATION | Keadby | Blyton | Corringham Road | Northern Powergrid Yorkshire plc | Fossil Gas | 3 | - | - | - | - | No | Connected | 3 | 2.375 | 2.5 | To Be Confirmed | To Be Confirmed | 2010-04-01 | - | - | - | - | - | - | - | No | To Be Confirmed | -
NPgY00615 | REDACTED INFORMATION | Keadby | Blyton | Corringham Road | Northern Powergrid Yorkshire plc | Fossil Gas | 1.579 | - | - | - | - | No | Connected | 1.579 | 1.5 | 1.579 | To Be Confirmed | To Be Confirmed | To Be Confirmed | - | - | - | - | - | - | - | No | To Be Confirmed | -
NPgY00623 | REDACTED INFORMATION | Keadby | Blyton | Harpswell | Northern Powergrid Yorkshire plc | Biomass | 3.158 | - | - | - | - | No | Connected | 3.158 | 3 | 3.158 | To Be Confirmed | To Be Confirmed | 2015-12-11 | - | - | - | - | - | - | - | No | To Be Confirmed | -
NPgY00630 | REDACTED INFORMATION | Keadby | Blyton | Harpswell | Northern Powergrid Yorkshire plc | Biomass | 1.895 | - | - | - | - | No | Connected | 1.895 | 1.8 | 1.895 | To Be Confirmed | To Be Confirmed | 2017-01-10 | - | - | - | - | - | - | - | No | To Be Confirmed | -
NPgY01286 | REDACTED INFORMATION | Keadby | Blyton | Harpswell | Northern Powergrid Yorkshire plc | Other | 1.158 | - | - | - | - | No | Connected | 1.158 | 0 | 0 | To Be Confirmed | To Be Confirmed | To Be Confirmed | - | - | - | - | - | - | - | No | To Be Confirmed | -
NPgY00629 | REDACTED INFORMATION | Keadby | Blyton | Harpswell | Northern Powergrid Yorkshire plc | Fossil Gas | 1.158 | - | - | - | - | No | Accepted to Connect | - | - | - | - | - | - | 1.158 | 0 | 0 | To Be Confirmed | To Be Confirmed | 2016-06-09 | To Be Confirmed | No | To Be Confirmed | -
NPgY00648 | REDACTED INFORMATION | Keadby | Blyton | Stow | Northern Powergrid Yorkshire plc | Solar | 1.251 | - | - | - | - | No | Connected | 1.251 | 1.188 | 1.251 | To Be Confirmed | To Be Confirmed | 2011-09-01 | - | - | - | - | - | - | - | No | To Be Confirmed | -
NPgY00649 | REDACTED INFORMATION | Keadby | Blyton | Stow | Northern Powergrid Yorkshire plc | Fossil Gas | 1.68 | - | - | - | - | No | Connected | 1.68 | 0.8 | 0.842 | To Be Confirmed | To Be Confirmed | 2014-04-15 | - | - | - | - | - | - | - | No | To Be Confirmed | -
NPgY00647 | REDACTED INFORMATION | Keadby | Blyton | Stow | Northern Powergrid Yorkshire plc | Solar | 9 | - | - | - | - | No | Connected | 9 | 8.55 | 9 | To Be Confirmed | To Be Confirmed | 2016-02-01 | - | - | - | - | - | - | - | No | To Be Confirmed | -
NPgY00655 | REDACTED INFORMATION | Keadby | Blyton | Stow | Northern Powergrid Yorkshire plc | Fossil Gas | 3.263 | - | - | - | - | No | Accepted to Connect | - | - | - | - | - | - | 3.263 | 0 | 0 | To Be Confirmed | To Be Confirmed | To Be Confirmed | To Be Confirmed | No | To Be Confirmed | -
NPgY00658 | REDACTED INFORMATION | Keadby | Generation Customer | Generation Customer | Northern Powergrid Yorkshire plc | Wind onshore | 82.105 | - | - | - | - | No | Connected | 82.105 | 78 | 82.105 | To Be Confirmed | To Be Confirmed | 2013-09-05 | - | - | - | - | - | - | - | No | To Be Confirmed | -
NPgY00657 | REDACTED INFORMATION | Keadby | Generation Customer | Generation Customer | Northern Powergrid Yorkshire plc | Fossil Gas | 129.789 | - | - | - | - | No | Connected | 129.789 | 20 | 21.053 | To Be Confirmed | To Be Confirmed | 2016-10-01 | - | - | - | - | - | - | - | No | To Be Confirmed | -
NPgY01154 | REDACTED INFORMATION | Keadby | Generation Customer | Generation Customer | Northern Powergrid Yorkshire plc | Biomass | 66.316 | - | - | - | - | No | Accepted to Connect | - | - | - | - | - | - | 66.316 | 63 | 66.316 | To Be Confirmed | To Be Confirmed | 2017-06-12 | To Be Confirmed | No | To Be Confirmed | -
NPgY01075 | REDACTED INFORMATION | Keadby | Generation Customer | Generation Customer | Northern Powergrid Yorkshire plc | Solar | 105.158 | - | - | - | - | No | Accepted to Connect | - | - | - | - | - | - | 105.158 | 99.9 | 105.158 | To Be Confirmed | To Be Confirmed | 2017-06-16 | To Be Confirmed | No | To Be Confirmed | -
NPgY01122 | REDACTED INFORMATION | Keadby | Generation Customer | Generation Customer | Northern Powergrid Yorkshire plc | Fossil Gas | 40 | - | - | - | - | No | Accepted to Connect | - | - | - | - | - | - | 40 | 38 | 40 | To Be Confirmed | To Be Confirmed | 2017-10-20 | To Be Confirmed | No | To Be Confirmed | -
NPgY00681 | REDACTED INFORMATION | Keadby | Santon | Generation Customer | Northern Powergrid Yorkshire plc | Waste | 8.422 | - | - | - | - | No | Connected | 8.422 | 8.001 | 8.422 | To Be Confirmed | To Be Confirmed | 2010-04-01 | - | - | - | - | - | - | - | No | To Be Confirmed | -
NPgY00659 | REDACTED INFORMATION | Keadby | Santon | Generation Customer | Northern Powergrid Yorkshire plc | Biomass | 42.105 | - | - | - | - | No | Connected | 42.105 | 40 | 42.105 | To Be Confirmed | To Be Confirmed | 2015-06-01 | - | - | - | - | - | - | - | No | To Be Confirmed | -
NPgY00682 | REDACTED INFORMATION | Keadby | Santon | South Ferriby | Northern Powergrid Yorkshire plc | Waste | 2.5 | - | - | - | - | No | Connected | 2.5 | 2.375 | 2.5 | To Be Confirmed | To Be Confirmed | 2001-03-27 | - | - | - | - | - | - | - | No | To Be Confirmed | -
NPgY00688 | REDACTED INFORMATION | Keadby | Santon | Wrawby | Northern Powergrid Yorkshire plc | Waste | 4.211 | - | - | - | - | No | Connected | 4.211 | 2.8 | 2.947 | To Be Confirmed | To Be Confirmed | 2009-08-12 | - | - | - | - | - | - | - | No | To Be Confirmed | -
NPgY01195 | REDACTED INFORMATION | Keadby | Santon | Wrawby | Northern Powergrid Yorkshire plc | Fossil Gas | 3.684 | - | - | - | - | No | Accepted to Connect | - | - | - | - | - | - | 3.684 | 2.2 | 2.316 | To Be Confirmed | To Be Confirmed | 2018-01-24 | To Be Confirmed | No | To Be Confirmed | -
NPgY01211 | REDACTED INFORMATION | Keadby | Santon | Wrawby | Northern Powergrid Yorkshire plc | Battery storage | 1.579 | - | - | - | - | No | Accepted to Connect | - | - | - | - | - | - | 1.579 | 0.19 | 0.2 | To Be Confirmed | To Be Confirmed | 2018-02-13 | To Be Confirmed | No | To Be Confirmed | -
NPgY01138 | REDACTED INFORMATION | Keadby | Scawby Brook | Generation Customer | Northern Powergrid Yorkshire plc | Fossil Gas | 51.053 | - | - | - | - | No | Connected | 51.053 | 48.5 | 51.053 | To Be Confirmed | To Be Confirmed | 2018-05-15 | - | - | - | - | - | - | - | No | To Be Confirmed | -
NPgY00697 | REDACTED INFORMATION | Keadby | Scawby Brook | Generation Customer | Northern Powergrid Yorkshire plc | Other | 201 | - | - | - | - | No | Connected | 201 | 99.9 | 105.158 | To Be Confirmed | To Be Confirmed | To Be Confirmed | - | - | - | - | - | - | - | No | To Be Confirmed | -
NPgY01100 | REDACTED INFORMATION | Keadby | Scunthorpe North | Billet Lane | Northern Powergrid Yorkshire plc | Other | 8 | - | - | - | - | No | Accepted to Connect | - | - | - | - | - | - | 8 | 7.6 | 8 | To Be Confirmed | To Be Confirmed | 2017-07-25 | To Be Confirmed | No | To Be Confirmed | -
NPgY01231 | REDACTED INFORMATION | Keadby | Scunthorpe North | Flixborough | Northern Powergrid Yorkshire plc | Fossil Oil | 2.526 | - | - | - | - | No | Accepted to Connect | - | - | - | - | - | - | 2.526 | 2.4 | 2.526 | To Be Confirmed | To Be Confirmed | 2018-02-09 | To Be Confirmed | No | To Be Confirmed | -
NPgY00700 | REDACTED INFORMATION | Keadby | Scunthorpe North | Generation Customer | Northern Powergrid Yorkshire plc | Biomass | 17 | - | - | - | - | No | Connected | 17 | 16.15 | 17 | To Be Confirmed | To Be Confirmed | 2000-04-04 | - | - | - | - | - | - | - | No | To Be Confirmed | -
NPgY00698 | REDACTED INFORMATION | Keadby | Scunthorpe North | Generation Customer | Northern Powergrid Yorkshire plc | Wind onshore | 16.842 | - | - | - | - | No | Connected | 16.842 | 16 | 16.842 | To Be Confirmed | To Be Confirmed | 2009-05-01 | - | - | - | - | - | - | - | No | To Be Confirmed | -
NPgY00705 | REDACTED INFORMATION | Keadby | Scunthorpe North | Generation Customer | Northern Powergrid Yorkshire plc | Wind onshore | 12.812 | - | - | - | - | No | Connected | 12.812 | 12.171 | 12.812 | To Be Confirmed | To Be Confirmed | 2015-10-20 | - | - | - | - | - | - | - | No | To Be Confirmed | -
NPgY00699 | REDACTED INFORMATION | Keadby | Scunthorpe North | Generation Customer | Northern Powergrid Yorkshire plc | Fossil Gas | 21.053 | - | - | - | - | No | Connected | 21.053 | 20 | 21.053 | To Be Confirmed | To Be Confirmed | 2017-10-07 | - | - | - | - | - | - | - | No | To Be Confirmed | -
NPgY00711 | REDACTED INFORMATION | Keadby | Scunthorpe North | Generation Customer | Northern Powergrid Yorkshire plc | Solar | 40 | - | - | - | - | No | Accepted to Connect | - | - | - | - | - | - | 40 | 38 | 40 | To Be Confirmed | To Be Confirmed | 2014-10-01 | To Be Confirmed | No | To Be Confirmed | -
NPgY00706 | REDACTED INFORMATION | Keadby | Scunthorpe North | Station Road | Northern Powergrid Yorkshire plc | Solar | 1.053 | - | - | - | - | No | Connected | 1.053 | 1 | 1.053 | To Be Confirmed | To Be Confirmed | 2014-09-17 | - | - | - | - | - | - | - | No | To Be Confirmed | -
NPgY00718 | REDACTED INFORMATION | Keadby | Scunthorpe South | Generation Customer | Northern Powergrid Yorkshire plc | Solar | 36.1 | - | - | - | - | No | Connected | 36.1 | 34.265 | 36.068 | To Be Confirmed | To Be Confirmed | 2016-08-24 | - | - | - | - | - | - | - | No | To Be Confirmed | -
NPgY01153 | REDACTED INFORMATION | Keadby | Scunthorpe South | Generation Customer | Northern Powergrid Yorkshire plc | Fossil Gas | 21.053 | - | - | - | - | No | Accepted to Connect | - | - | - | - | - | - | 21.053 | 20 | 21.053 | To Be Confirmed | To Be Confirmed | 2017-02-20 | To Be Confirmed | No | To Be Confirmed | -
NPgY00719 | REDACTED INFORMATION | Keadby | Scunthorpe South | Generation Customer | Northern Powergrid Yorkshire plc | Solar | 36.842 | - | - | - | - | No | Accepted to Connect | - | - | - | - | - | - | 36.842 | 35 | 36.842 | To Be Confirmed | To Be Confirmed | 2014-08-01 | To Be Confirmed | No | To Be Confirmed | -
NPgY00734 | REDACTED INFORMATION | Keadby | Wold Newton | Generation Customer | Northern Powergrid Yorkshire plc | Wind onshore | 17.895 | - | - | - | - | No | Connected | 17.895 | 17 | 17.895 | To Be Confirmed | To Be Confirmed | 2011-06-11 | - | - | - | - | - | - | - | No | To Be Confirmed | -
NPgY00745 | REDACTED INFORMATION | Keadby | Wold Newton | Generation Customer | Northern Powergrid Yorkshire plc | Wind onshore | 17.263 | - | - | - | - | No | Connected | 17.263 | 16.4 | 17.263 | To Be Confirmed | To Be Confirmed | 2015-10-15 | - | - | - | - | - | - | - | No | To Be Confirmed | -
NPgY01064 | REDACTED INFORMATION | Keadby | Wold Newton | Generation Customer | Northern Powergrid Yorkshire plc | Solar | 8.421 | - | - | - | - | No | Connected | 8.421 | 8 | 8.421 | To Be Confirmed | To Be Confirmed | 2017-06-01 | - | - | - | - | - | - | - | No | To Be Confirmed | -
NPgY00743 | REDACTED INFORMATION | Keadby | Wold Newton | Keddington Road | Northern Powergrid Yorkshire plc | Solar | 7.895 | - | - | - | - | No | Connected | 7.895 | 7.5 | 7.895 | To Be Confirmed | To Be Confirmed | 2015-09-12 | - | - | - | - | - | - | - | No | To Be Confirmed | -
NPgY00758 | REDACTED INFORMATION | Keadby | Wold Newton | South Reston | Northern Powergrid Yorkshire plc | Solar | 5.263 | - | - | - | - | No | Connected | 5.263 | 5 | 5.263 | To Be Confirmed | To Be Confirmed | 2015-12-21 | - | - | - | - | - | - | - | No | To Be Confirmed | -
NPgY00767 | REDACTED INFORMATION | Kirkstall B | Beeston Royds 132/33kV | Beeston Royds 33/11kV | Northern Powergrid Yorkshire plc | Fossil Oil | 1.684 | - | - | - | - | No | Connected | 1.684 | 0 | 0 | To Be Confirmed | To Be Confirmed | 2017-01-01 | - | - | - | - | - | - | - | No | To Be Confirmed | -
NPgY00770 | REDACTED INFORMATION | Kirkstall B | Beeston Royds 132/33kV | Beeston Royds 6/7 | Northern Powergrid Yorkshire plc | Other | 2.105 | - | - | - | - | No | Connected | 2.105 | 2 | 2.105 | To Be Confirmed | To Be Confirmed | To Be Confirmed | - | - | - | - | - | - | - | No | To Be Confirmed | -
NPgY01338 | REDACTED INFORMATION | Kirkstall B | Beeston Royds 132/33kV | Generation Customer | Northern Powergrid Yorkshire plc | Fossil Gas | 21.053 | - | - | - | - | No | Accepted to Connect | - | - | - | - | - | - | 21.053 | 20 | 21.0526 | To Be Confirmed | To Be Confirmed | 2019-12-12 | To Be Confirmed | No | To Be Confirmed | -
NPgY00774 | REDACTED INFORMATION | Kirkstall B | Beeston Royds 132/33kV | Middleton Town Street | Northern Powergrid Yorkshire plc | Other | 1.053 | - | - | - | - | No | Connected | 1.053 | 1 | 1.053 | To Be Confirmed | To Be Confirmed | To Be Confirmed | - | - | - | - | - | - | - | No | To Be Confirmed | -
NPgY00777 | REDACTED INFORMATION | Kirkstall B | Beeston Royds 132/33kV | Morley | Northern Powergrid Yorkshire plc | Other | 1.558 | - | - | - | - | No | Connected | 1.558 | 1.48 | 1.558 | To Be Confirmed | To Be Confirmed | To Be Confirmed | - | - | - | - | - | - | - | No | To Be Confirmed | -
NPgY00778 | REDACTED INFORMATION | Kirkstall B | Beeston Royds 132/33kV | Tingley | Northern Powergrid Yorkshire plc | Wind onshore | 2.632 | - | - | - | - | No | Connected | 2.632 | 2.5 | 2.632 | To Be Confirmed | To Be Confirmed | To Be Confirmed | - | - | - | - | - | - | - | No | To Be Confirmed | -
NPgY00785 | REDACTED INFORMATION | Kirkstall B | Kirkstall C 2/5 | Generation Customer | Northern Powergrid Yorkshire plc | Fossil Gas | 15.789 | - | - | - | - | No | Connected | 15.789 | 15 | 15.789 | To Be Confirmed | To Be Confirmed | 2017-08-10 | - | - | - | - | - | - | - | No | To Be Confirmed | -
NPgY00789 | REDACTED INFORMATION | Neepsend | Neepsend | Penistone Road | Northern Powergrid Yorkshire plc | Waste | 5.263 | - | - | - | - | No | Connected | 5.263 | 2.5 | 2.632 | To Be Confirmed | To Be Confirmed | 2010-04-01 | - | - | - | - | - | - | - | No | To Be Confirmed | -
NPgY01150 | REDACTED INFORMATION | Pitsmoor 3/4 | Pitsmoor 3/4 | Generation Customer | Northern Powergrid Yorkshire plc | Battery storage | 31.579 | - | - | - | - | No | Accepted to Connect | - | - | - | - | - | - | 31.579 | 30 | 31.579 | To Be Confirmed | To Be Confirmed | 2016-04-21 | To Be Confirmed | No | To Be Confirmed | -
NPgY00845 | REDACTED INFORMATION | Saltend North | Generation Customer | Generation Customer | Northern Powergrid Yorkshire plc | Other | 52.632 | - | - | - | - | No | Accepted to Connect | - | - | - | - | - | - | 52.632 | 50 | 52.632 | To Be Confirmed | To Be Confirmed | 2017-06-01 | To Be Confirmed | No | To Be Confirmed | -
NPgY00803 | REDACTED INFORMATION | Saltend North | Hull East 132/33kV | Easington | Northern Powergrid Yorkshire plc | Fossil Gas | 12.632 | - | - | - | - | No | Connected | 12.632 | 0 | 0 | To Be Confirmed | To Be Confirmed | To Be Confirmed | - | - | - | - | - | - | - | No | To Be Confirmed | -
NPgY00802 | REDACTED INFORMATION | Saltend North | Hull East 132/33kV | Easington | Northern Powergrid Yorkshire plc | Other | 2.632 | - | - | - | - | No | Connected | 2.632 | 0 | 0 | To Be Confirmed | To Be Confirmed | To Be Confirmed | - | - | - | - | - | - | - | No | To Be Confirmed | -
NPgY00801 | REDACTED INFORMATION | Saltend North | Hull East 132/33kV | Easington | Northern Powergrid Yorkshire plc | Other | 3.789 | - | - | - | - | No | Connected | 3.789 | 0 | 0 | To Be Confirmed | To Be Confirmed | To Be Confirmed | - | - | - | - | - | - | - | No | To Be Confirmed | -
NPgY00815 | REDACTED INFORMATION | Saltend North | Hull East 132/33kV | Generation Customer | Northern Powergrid Yorkshire plc | Wind onshore | 9.579 | - | - | - | - | No | Connected | 9.579 | 9.1 | 9.579 | To Be Confirmed | To Be Confirmed | 2002-01-17 | - | - | - | - | - | - | - | No | To Be Confirmed | -
NPgY00826 | REDACTED INFORMATION | Saltend North | Hull East 132/33kV | Generation Customer | Northern Powergrid Yorkshire plc | Wind onshore | 18 | - | - | - | - | Yes | Connected | 18 | 17.1 | 18 | To Be Confirmed | To Be Confirmed | 2012-11-19 | - | - | - | - | - | - | - | No | To Be Confirmed | -
NPgY00812 | REDACTED INFORMATION | Saltend North | Hull East 132/33kV | Generation Customer | Northern Powergrid Yorkshire plc | Fossil Gas | 10.5263 | - | - | - | - | No | Connected | 10.5263 | 10 | 10.5263 | To Be Confirmed | To Be Confirmed | To Be Confirmed | - | - | - | - | - | - | - | No | To Be Confirmed | -
NPgY01342 | REDACTED INFORMATION | Saltend North | Hull East 132/33kV | Generation Customer | Northern Powergrid Yorkshire plc | Fossil Gas | 1.0526 | - | - | - | - | No | Accepted to Connect | - | - | - | - | - | - | 1.053 | 1 | - | To Be Confirmed | To Be Confirmed | 2020-01-22 | To Be Confirmed | No | To Be Confirmed | -
NPgY01183 | REDACTED INFORMATION | Saltend North | Hull East 132/33kV | Hedon Road | Northern Powergrid Yorkshire plc | Fossil Gas | 2.161 | - | - | - | - | Yes | Connected | 2.161 | 2 | 2.105 | To Be Confirmed | To Be Confirmed | 2018-09-02 | - | - | - | - | - | - | - | No | To Be Confirmed | -
NPgY00805 | REDACTED INFORMATION | Saltend North | Hull East 132/33kV | Hull East 33/11kV | Northern Powergrid Yorkshire plc | Wind onshore | 1.5 | - | - | - | - | No | Connected | 1.5 | 1.425 | 1.5 | To Be Confirmed | To Be Confirmed | 2014-10-27 | - | - | - | - | - | - | - | No | To Be Confirmed | -
NPgY01126 | REDACTED INFORMATION | Saltend North | Hull East 132/33kV | King George Dock | Northern Powergrid Yorkshire plc | Fossil Oil | 8 | - | - | - | - | No | Accepted to Connect | - | - | - | - | - | - | 8 | 7.6 | 8 | To Be Confirmed | To Be Confirmed | 2017-10-11 | To Be Confirmed | No | To Be Confirmed | -
NPgY01331 | REDACTED INFORMATION | Saltend North | Hull East 132/33kV | King George Dock | Northern Powergrid Yorkshire plc | Solar | 6.316 | - | - | - | - | No | Accepted to Connect | - | - | - | - | - | - | 6.316 | 0 | 0 | To Be Confirmed | To Be Confirmed | 2019-04-24 | To Be Confirmed | No | To Be Confirmed | -
NPgY00813 | REDACTED INFORMATION | Saltend North | Hull East 132/33kV | Ottringham Road | Northern Powergrid Yorkshire plc | Fossil Gas | 15.789 | - | - | - | - | No | Connected | 15.789 | 15 | 15.789 | To Be Confirmed | To Be Confirmed | 2010-04-01 | - | - | - | - | - | - | - | No | To Be Confirmed | -
NPgY00821 | REDACTED INFORMATION | Saltend North | Hull East 132/33kV | Patrington Road | Northern Powergrid Yorkshire plc | Solar | 5 | - | - | - | - | No | Connected | 5 | 4.75 | 5 | To Be Confirmed | To Be Confirmed | 2014-08-08 | - | - | - | - | - | - | - | No | To Be Confirmed | -
NPgY00817 | REDACTED INFORMATION | Saltend North | Hull East 132/33kV | Patrington Road | Northern Powergrid Yorkshire plc | Wind onshore | 1.5 | - | - | - | - | No | Connected | 1.5 | 1.425 | 1.5 | To Be Confirmed | To Be Confirmed | 2015-09-04 | - | - | - | - | - | - | - | No | To Be Confirmed | -
NPgY00836 | REDACTED INFORMATION | Saltend North | Hull East 132/33kV | Withernsea | Northern Powergrid Yorkshire plc | Wind onshore | 6.9 | - | - | - | - | No | Connected | 6.9 | 6.555 | 6.9 | To Be Confirmed | To Be Confirmed | 2013-03-27 | - | - | - | - | - | - | - | No | To Be Confirmed | -
NPgY00842 | REDACTED INFORMATION | Saltend North | Saltend 132/33kV | Ellifoot Lane | Northern Powergrid Yorkshire plc | Fossil Gas | 10.579 | - | - | - | - | No | Connected | 10.579 | 10.05 | 10.579 | To Be Confirmed | To Be Confirmed | 2010-04-01 | - | - | - | - | - | - | - | No | To Be Confirmed | -
NPgY00843 | REDACTED INFORMATION | Saltend North | Saltend 132/33kV | Generation Customer | Northern Powergrid Yorkshire plc | Biomass | 20.842 | - | - | - | - | No | Accepted to Connect | - | - | - | - | - | - | 20.842 | 19.8 | 20.842 | To Be Confirmed | To Be Confirmed | 2015-12-01 | To Be Confirmed | No | To Be Confirmed | -
NPgY01090 | REDACTED INFORMATION | Saltend North | Saltend 132/33kV | Generation Customer | Northern Powergrid Yorkshire plc | Fossil Gas | 21 | - | - | - | - | No | Accepted to Connect | - | - | - | - | - | - | 21 | 19.95 | 21 | To Be Confirmed | To Be Confirmed | 2018-06-14 | To Be Confirmed | No | To Be Confirmed | -
NPgY00844 | REDACTED INFORMATION | Saltend North | Saltend 132/33kV | Yorkshire Water Hull Road | Northern Powergrid Yorkshire plc | Fossil Gas | 1.053 | - | - | - | - | No | Connected | 1.053 | 1 | 1.053 | To Be Confirmed | To Be Confirmed | To Be Confirmed | - | - | - | - | - | - | - | No | To Be Confirmed | -
NPgY00847 | REDACTED INFORMATION | Sheffield City | Sheffield City | Victoria Street | Northern Powergrid Yorkshire plc | Fossil Gas | 2.053 | - | - | - | - | No | Connected | 2.053 | 0 | 0 | To Be Confirmed | To Be Confirmed | To Be Confirmed | - | - | - | - | - | - | - | No | To Be Confirmed | -
NPgY00848 | REDACTED INFORMATION | Sheffield City | Sheffield City | Victoria Street | Northern Powergrid Yorkshire plc | Fossil Gas | 2.105 | - | - | - | - | No | Connected | 2.105 | 0 | 0 | To Be Confirmed | To Be Confirmed | To Be Confirmed | - | - | - | - | - | - | - | No | To Be Confirmed | -
NPgY01071 | REDACTED INFORMATION | Sheffield City | Sheffield City | Victoria Street | Northern Powergrid Yorkshire plc | Fossil Gas | 4.947 | - | - | - | - | No | Accepted to Connect | - | - | - | - | - | - | 4.947 | 2.5 | 2.632 | To Be Confirmed | To Be Confirmed | 2017-05-09 | To Be Confirmed | No | To Be Confirmed | -
NPgY01291 | REDACTED INFORMATION | Skelton Grange | Generation Customer | Generation Customer | Northern Powergrid Yorkshire plc | Other | 2.105 | - | - | - | - | No | Accepted to Connect | - | - | - | - | - | - | 2.105 | 2 | 2.105 | To Be Confirmed | To Be Confirmed | 2019-01-16 | To Be Confirmed | No | To Be Confirmed | -
NPgY01320 | REDACTED INFORMATION | Skelton Grange | Generation Customer | Generation Customer | Northern Powergrid Yorkshire plc | Fossil Gas | 47.368 | - | - | - | - | No | Accepted to Connect | - | - | - | - | - | - | 47.368 | 45 | 47.3684 | To Be Confirmed | To Be Confirmed | 2019-06-01 | To Be Confirmed | No | To Be Confirmed | -
NPgY01332 | REDACTED INFORMATION | Skelton Grange | Generation Customer | Generation Customer | Northern Powergrid Yorkshire plc | Fossil Gas | 51.863 | - | - | - | - | No | Accepted to Connect | - | - | - | - | - | - | 51.863 | 49.27 | 51.8632 | To Be Confirmed | To Be Confirmed | 2019-10-29 | To Be Confirmed | No | To Be Confirmed | -
NPgY00855 | REDACTED INFORMATION | Skelton Grange | Leeds East | Burmantofts | Northern Powergrid Yorkshire plc | Fossil Gas | 6 | - | - | - | - | No | Connected | 6 | 4.275 | 4.5 | To Be Confirmed | To Be Confirmed | 2000-07-24 | - | - | - | - | - | - | - | No | To Be Confirmed | -
NPgY01314 | REDACTED INFORMATION | Skelton Grange | Leeds East | Burmantofts | Northern Powergrid Yorkshire plc | Fossil Gas | 4.737 | - | - | - | - | No | Accepted to Connect | - | - | - | - | - | - | 4.737 | 4.5 | 4.7368 | To Be Confirmed | To Be Confirmed | 2019-01-09 | To Be Confirmed | No | To Be Confirmed | -
NPgY00860 | REDACTED INFORMATION | Skelton Grange | Leeds East | Generation Customer | Northern Powergrid Yorkshire plc | Waste | 15.789 | - | - | - | - | No | Connected | 15.789 | 15 | 15.789 | To Be Confirmed | To Be Confirmed | 2016-01-01 | - | - | - | - | - | - | - | No | To Be Confirmed | -
NPgY00859 | REDACTED INFORMATION | Skelton Grange | Leeds East | Knostrop | Northern Powergrid Yorkshire plc | Wind onshore | 2.105 | - | - | - | - | No | Accepted to Connect | - | - | - | - | - | - | 2.105 | 2 | 2.105 | To Be Confirmed | To Be Confirmed | 2015-10-01 | To Be Confirmed | No | To Be Confirmed | -
NPgY00857 | REDACTED INFORMATION | Skelton Grange | Leeds East | Knostrop | Northern Powergrid Yorkshire plc | Fossil Gas | 4.211 | - | - | - | - | No | Accepted to Connect | - | - | - | - | - | - | 4.211 | 5 | 5.263 | To Be Confirmed | To Be Confirmed | 2016-02-24 | To Be Confirmed | No | To Be Confirmed | -
NPgY00864 | REDACTED INFORMATION | Skelton Grange | Leeds East | York Road | Northern Powergrid Yorkshire plc | Fossil Gas | 1.053 | - | - | - | - | No | Accepted to Connect | - | - | - | - | - | - | 1.053 | 0 | 0 | To Be Confirmed | To Be Confirmed | 2015-06-01 | To Be Confirmed | No | To Be Confirmed | -
NPgY00865 | REDACTED INFORMATION | Skelton Grange | Leeds North | Buslingthorpe Green | Northern Powergrid Yorkshire plc | Waste | 2 | - | - | - | - | No | Connected | 2 | 1.9 | 2 | To Be Confirmed | To Be Confirmed | 2011-10-01 | - | - | - | - | - | - | - | No | To Be Confirmed | -
NPgY01091 | REDACTED INFORMATION | Skelton Grange | Leeds North | Carlton Hill | Northern Powergrid Yorkshire plc | Fossil Gas | 2.105 | - | - | - | - | No | Connected | 2.105 | 2 | 2.105 | To Be Confirmed | To Be Confirmed | 2017-07-07 | - | - | - | - | - | - | - | No | To Be Confirmed | -
NPgY00871 | REDACTED INFORMATION | Skelton Grange | Low Road | Brookfield Street | Northern Powergrid Yorkshire plc | Other | 1.053 | - | - | - | - | No | Connected | 1.053 | 0.105 | 0.111 | To Be Confirmed | To Be Confirmed | 2012-11-21 | - | - | - | - | - | - | - | No | To Be Confirmed | -
NPgY01335 | REDACTED INFORMATION | Skelton Grange | Low Road | Leasowe Road | Northern Powergrid Yorkshire plc | Solar | 1.053 | - | - | - | - | No | Accepted to Connect | - | - | - | - | - | - | 1.053 | 1 | 1.0526 | To Be Confirmed | To Be Confirmed | 2019-11-25 | To Be Confirmed | No | To Be Confirmed | -
NPgY00872 | REDACTED INFORMATION | Skelton Grange | Low Road | Stourton 33/11kV | Northern Powergrid Yorkshire plc | Fossil Gas | 1.684 | - | - | - | - | No | Connected | 1.684 | 0 | 0 | To Be Confirmed | To Be Confirmed | 2011-11-18 | - | - | - | - | - | - | - | No | To Be Confirmed | -
NPgY00873 | REDACTED INFORMATION | Skelton Grange | Low Road | Stourton 33/11kV | Northern Powergrid Yorkshire plc | Solar | 1.609 | - | - | - | - | No | Accepted to Connect | - | - | - | - | - | - | 1.609 | 1.529 | 1.609 | To Be Confirmed | To Be Confirmed | 2015-07-14 | To Be Confirmed | No | To Be Confirmed | -
NPgY00882 | REDACTED INFORMATION | Skelton Grange | Saint Andrews Road 132/33kV | Generation Customer | Northern Powergrid Yorkshire plc | Waste | 11.158 | - | - | - | - | No | Connected | 11.158 | 10.6 | 11.158 | To Be Confirmed | To Be Confirmed | 2002-02-11 | - | - | - | - | - | - | - | No | To Be Confirmed | -
NPgY00885 | REDACTED INFORMATION | Skelton Grange | Saint Andrews Road 132/33kV | Generation Customer | Northern Powergrid Yorkshire plc | Fossil Gas | 21 | - | - | - | - | No | Connected | 21 | 19.95 | 21 | To Be Confirmed | To Be Confirmed | 2012-04-01 | - | - | - | - | - | - | - | No | To Be Confirmed | -
NPgY01189 | REDACTED INFORMATION | Skelton Grange | Saint Andrews Road 132/33kV | Saint Andrews Road 33/11kV | Northern Powergrid Yorkshire plc | Fossil Gas | 1.053 | - | - | - | - | No | Connected | 1.053 | 0 | 0 | To Be Confirmed | To Be Confirmed | 2017-12-07 | - | - | - | - | - | - | - | No | To Be Confirmed | -
NPgY00889 | REDACTED INFORMATION | Skelton Grange | Staygate | Dudley Hill | Northern Powergrid Yorkshire plc | Fossil Oil | 2.105 | - | - | - | - | No | Connected | 2.105 | 0 | 0 | To Be Confirmed | To Be Confirmed | To Be Confirmed | - | - | - | - | - | - | - | No | To Be Confirmed | -
NPgY00891 | REDACTED INFORMATION | Skelton Grange | Staygate | Low Moor | Northern Powergrid Yorkshire plc | Fossil Gas | 10 | - | - | - | - | No | Connected | 10 | 9.5 | 10 | To Be Confirmed | To Be Confirmed | 2000-08-30 | - | - | - | - | - | - | - | No | To Be Confirmed | -
NPgY00874 | REDACTED INFORMATION | Skelton Grange | Stourton 132/11kV | Stourton 132/11kV | Northern Powergrid Yorkshire plc | Fossil Gas | 7.368 | - | - | - | - | No | Connected | 7.368 | 7 | 7.368 | To Be Confirmed | To Be Confirmed | 2019-06-30 | - | - | - | - | - | - | - | No | To Be Confirmed | -
NPgY01303 | REDACTED INFORMATION | Skelton Grange | Stourton 132/11kV | Stourton 132/11kV | Northern Powergrid Yorkshire plc | Fossil Gas | 10.526 | - | - | - | - | No | Accepted to Connect | - | - | - | - | - | - | 10.526 | 5 | 0.215 | To Be Confirmed | To Be Confirmed | 2018-12-05 | To Be Confirmed | No | To Be Confirmed | -
NPgY00902 | REDACTED INFORMATION | Skelton Grange | Wakefield North | Kenmore Road | Northern Powergrid Yorkshire plc | Fossil Gas | 1.231 | - | - | - | - | No | Connected | 1.231 | 0 | 0 | To Be Confirmed | To Be Confirmed | To Be Confirmed | - | - | - | - | - | - | - | No | To Be Confirmed | -
NPgY01221 | REDACTED INFORMATION | Skelton Grange | Wakefield North | Kenmore Road | Northern Powergrid Yorkshire plc | Solar | 5.263 | - | - | - | - | No | Connected | 5.263 | 0 | 0 | To Be Confirmed | To Be Confirmed | To Be Confirmed | - | - | - | - | - | - | - | No | To Be Confirmed | -
NPgY00435 | REDACTED INFORMATION | Skelton Grange | Wakefield North | Milton Place | Northern Powergrid Yorkshire plc | Fossil Gas | 1.531 | - | - | - | - | No | Connected | 1.531 | 1.454 | 1.531 | To Be Confirmed | To Be Confirmed | 2011-04-19 | - | - | - | - | - | - | - | No | To Be Confirmed | -
NPgY00908 | REDACTED INFORMATION | Skelton Grange | Wakefield North | Royds Lane | Northern Powergrid Yorkshire plc | Waste | 6.632 | - | - | - | - | No | Connected | 6.632 | 6.3 | 6.632 | To Be Confirmed | To Be Confirmed | 2008-04-01 | - | - | - | - | - | - | - | No | To Be Confirmed | -
NPgY00907 | REDACTED INFORMATION | Skelton Grange | Wakefield North | Royds Lane | Northern Powergrid Yorkshire plc | Waste | 3.1 | - | - | - | - | No | Connected | 3.1 | 2.565 | 2.7 | To Be Confirmed | To Be Confirmed | 2009-12-03 | - | - | - | - | - | - | - | No | To Be Confirmed | -
NPgY01257 | REDACTED INFORMATION | Skelton Grange | Wakefield North | Royds Lane | Northern Powergrid Yorkshire plc | Battery storage | 2.105 | - | - | - | - | No | Accepted to Connect | - | - | - | - | - | - | 2.105 | 0.7 | 0.737 | To Be Confirmed | To Be Confirmed | 2018-05-29 | To Be Confirmed | No | To Be Confirmed | -
NPgY00910 | REDACTED INFORMATION | Templeborough 275/33kV | Templeborough 275/33kV | Fullerton Road | Northern Powergrid Yorkshire plc | Fossil Gas | 1.053 | - | - | - | - | No | Connected | 1.053 | 0 | 0 | To Be Confirmed | To Be Confirmed | 2015-02-12 | - | - | - | - | - | - | - | No | To Be Confirmed | -
NPgY01234 | REDACTED INFORMATION | Thurcroft | Thurcroft | Beighton | Northern Powergrid Yorkshire plc | Fossil Gas | 8.421 | - | - | - | - | No | Connected | 8.421 | 8 | 8.421 | To Be Confirmed | To Be Confirmed | 2018-04-20 | - | - | - | - | - | - | - | No | To Be Confirmed | -
NPgY01233 | REDACTED INFORMATION | Thurcroft | Thurcroft | Dinnington | Northern Powergrid Yorkshire plc | Fossil Gas | 8.421 | - | - | - | - | No | Accepted to Connect | - | - | - | - | - | - | 8.421 | 8 | 8.421 | To Be Confirmed | To Be Confirmed | 2017-06-23 | To Be Confirmed | No | To Be Confirmed | -
NPgY00921 | REDACTED INFORMATION | Thurcroft | Thurcroft | Edlington | Northern Powergrid Yorkshire plc | Waste | 6 | - | - | - | - | No | Connected | 6 | 5.7 | 6 | To Be Confirmed | To Be Confirmed | 2010-04-01 | - | - | - | - | - | - | - | No | To Be Confirmed | -
NPgY00931 | REDACTED INFORMATION | Thurcroft | Thurcroft | Generation Customer | Northern Powergrid Yorkshire plc | Waste | 10.526 | - | - | - | - | No | Connected | 10.526 | 10 | 10.526 | To Be Confirmed | To Be Confirmed | 2011-11-10 | - | - | - | - | - | - | - | No | To Be Confirmed | -
NPgY00934 | REDACTED INFORMATION | Thurcroft | Thurcroft | Generation Customer | Northern Powergrid Yorkshire plc | Wind onshore | 21.284 | - | - | - | - | No | Connected | 21.284 | 20.22 | 21.284 | To Be Confirmed | To Be Confirmed | 2013-03-18 | - | - | - | - | - | - | - | No | To Be Confirmed | -
NPgY01226 | REDACTED INFORMATION | Thurcroft | Thurcroft | Generation Customer | Northern Powergrid Yorkshire plc | Battery storage | 52.526 | - | - | - | - | No | Accepted to Connect | - | - | - | - | - | - | 52.526 | 49.9 | 52.526 | To Be Confirmed | To Be Confirmed | 2017-10-03 | To Be Confirmed | No | To Be Confirmed | -
NPgY01148 | REDACTED INFORMATION | Thurcroft | Thurcroft | Generation Customer | Northern Powergrid Yorkshire plc | Waste | 31.579 | - | - | - | - | No | Accepted to Connect | - | - | - | - | - | - | 31.579 | 30 | 31.579 | To Be Confirmed | To Be Confirmed | 2017-11-03 | To Be Confirmed | No | To Be Confirmed | -
NPgY01219 | REDACTED INFORMATION | Thurcroft | Thurcroft | Generation Customer | Northern Powergrid Yorkshire plc | Fossil Gas | 21.053 | - | - | - | - | No | Accepted to Connect | - | - | - | - | - | - | 21.053 | 20 | 21.053 | To Be Confirmed | To Be Confirmed | 2017-11-21 | To Be Confirmed | No | To Be Confirmed | -
NPgY01319 | REDACTED INFORMATION | Thurcroft | Thurcroft | Generation Customer | Northern Powergrid Yorkshire plc | Fossil Gas | 31.579 | - | - | - | - | No | Accepted to Connect | - | - | - | - | - | - | 31.579 | 30 | 31.5789 | To Be Confirmed | To Be Confirmed | 2019-06-01 | To Be Confirmed | No | To Be Confirmed | -
NPgY00927 | REDACTED INFORMATION | Thurcroft | Thurcroft | Harworth | Northern Powergrid Yorkshire plc | Waste | 4.214 | - | - | - | - | No | Connected | 4.214 | 4.003 | 4.214 | To Be Confirmed | To Be Confirmed | 2010-04-01 | - | - | - | - | - | - | - | No | To Be Confirmed | -
NPgY01192 | REDACTED INFORMATION | Thurcroft | Thurcroft | Harworth | Northern Powergrid Yorkshire plc | Other | 7.368 | - | - | - | - | No | Accepted to Connect | - | - | - | - | - | - | 7.368 | 7 | 7.368 | To Be Confirmed | To Be Confirmed | 2017-02-01 | To Be Confirmed | No | To Be Confirmed | -
NPgY00929 | REDACTED INFORMATION | Thurcroft | Thurcroft | Kiveton Park | Northern Powergrid Yorkshire plc | Wind onshore | 4.5 | - | - | - | - | No | Connected | 4.5 | 3.8 | 4 | To Be Confirmed | To Be Confirmed | 2010-10-01 | - | - | - | - | - | - | - | No | To Be Confirmed | -
NPgY00980 | REDACTED INFORMATION | West Melton / Thorpe Marsh | Attercliffe | Generation Customer | Northern Powergrid Yorkshire plc | Waste | 21.051 | - | - | - | - | No | Connected | 21.051 | 19.998 | 21.051 | To Be Confirmed | To Be Confirmed | 2013-04-01 | - | - | - | - | - | - | - | No | To Be Confirmed | -
NPgY01116 | REDACTED INFORMATION | West Melton / Thorpe Marsh | Attercliffe | Generation Customer | Northern Powergrid Yorkshire plc | Fossil Gas | 21.053 | - | - | - | - | No | Accepted to Connect | - | - | - | - | - | - | 21.053 | 20 | 21.053 | To Be Confirmed | To Be Confirmed | To Be Confirmed | To Be Confirmed | No | To Be Confirmed | -
NPgY00985 | REDACTED INFORMATION | West Melton / Thorpe Marsh | Blackburn Meadows B | Blackburn Meadows 33/11kV | Northern Powergrid Yorkshire plc | Waste | 2.105 | - | - | - | - | No | Connected | 2.105 | 3.3 | 3.474 | To Be Confirmed | To Be Confirmed | To Be Confirmed | - | - | - | - | - | - | - | No | To Be Confirmed | -
NPgY00989 | REDACTED INFORMATION | West Melton / Thorpe Marsh | Blackburn Meadows B | Generation Customer | Northern Powergrid Yorkshire plc | Biomass | 33.684 | - | - | - | - | No | Connected | 33.684 | 32 | 33.684 | To Be Confirmed | To Be Confirmed | 2013-07-01 | - | - | - | - | - | - | - | No | To Be Confirmed | -
NPgY00990 | REDACTED INFORMATION | West Melton / Thorpe Marsh | Blackburn Meadows B | Generation Customer | Northern Powergrid Yorkshire plc | Battery storage | 10.526 | - | - | - | - | No | Connected | 10.526 | 10 | 10.526 | To Be Confirmed | To Be Confirmed | To Be Confirmed | - | - | - | - | - | - | - | No | To Be Confirmed | -
NPgY00992 | REDACTED INFORMATION | West Melton / Thorpe Marsh | Doncaster B/Thorpe Marsh | Armthorpe | Northern Powergrid Yorkshire plc | Waste | 5.263 | - | - | - | - | No | Connected | 5.263 | 5 | 5.263 | To Be Confirmed | To Be Confirmed | 2015-07-07 | - | - | - | - | - | - | - | No | To Be Confirmed | -
NPgY00999 | REDACTED INFORMATION | West Melton / Thorpe Marsh | Doncaster B/Thorpe Marsh | Askern | Northern Powergrid Yorkshire plc | Solar | 5.242 | - | - | - | - | No | Connected | 5.242 | 4.98 | 5.242 | To Be Confirmed | To Be Confirmed | 2015-07-07 | - | - | - | - | - | - | - | No | To Be Confirmed | -
NPgY01005 | REDACTED INFORMATION | West Melton / Thorpe Marsh | Doncaster B/Thorpe Marsh | Barnburgh | Northern Powergrid Yorkshire plc | Wind onshore | 8.421 | - | - | - | - | No | Connected | 8.421 | 8 | 8.421 | To Be Confirmed | To Be Confirmed | 2011-11-28 | - | - | - | - | - | - | - | No | To Be Confirmed | -
NPgY01007 | REDACTED INFORMATION | West Melton / Thorpe Marsh | Doncaster B/Thorpe Marsh | Brodsworth | Northern Powergrid Yorkshire plc | Waste | 1.631 | - | - | - | - | No | Connected | 1.631 | 1.549 | 1.631 | To Be Confirmed | To Be Confirmed | 2010-07-01 | - | - | - | - | - | - | - | No | To Be Confirmed | -
NPgY01008 | REDACTED INFORMATION | West Melton / Thorpe Marsh | Doncaster B/Thorpe Marsh | Generation Customer | Northern Powergrid Yorkshire plc | Fossil Gas | 1.053 | - | - | - | - | No | Connected | 1.053 | 4 | 4.211 | To Be Confirmed | To Be Confirmed | 2010-07-01 | - | - | - | - | - | - | - | No | To Be Confirmed | -
NPgY01034 | REDACTED INFORMATION | West Melton / Thorpe Marsh | Doncaster B/Thorpe Marsh | Generation Customer | Northern Powergrid Yorkshire plc | Waste | 20 | - | - | - | - | No | Connected | 20 | 12.398 | 13.051 | To Be Confirmed | To Be Confirmed | 2011-09-01 | - | - | - | - | - | - | - | No | To Be Confirmed | -
NPgY01035 | REDACTED INFORMATION | West Melton / Thorpe Marsh | Doncaster B/Thorpe Marsh | Generation Customer | Northern Powergrid Yorkshire plc | Wind onshore | 52.526 | - | - | - | - | No | Connected | 52.526 | 49.9 | 52.526 | To Be Confirmed | To Be Confirmed | 2011-11-17 | - | - | - | - | - | - | - | No | To Be Confirmed | -
NPgY01009 | REDACTED INFORMATION | West Melton / Thorpe Marsh | Doncaster B/Thorpe Marsh | Generation Customer | Northern Powergrid Yorkshire plc | Waste | 4 | - | - | - | - | No | Connected | 4 | 3.8 | 4 | To Be Confirmed | To Be Confirmed | 2012-04-01 | - | - | - | - | - | - | - | No | To Be Confirmed | -
NPgY01010 | REDACTED INFORMATION | West Melton / Thorpe Marsh | Doncaster B/Thorpe Marsh | Generation Customer | Northern Powergrid Yorkshire plc | Wind onshore | 8.632 | - | - | - | - | No | Connected | 8.632 | 8.2 | 8.632 | To Be Confirmed | To Be Confirmed | 2014-03-01 | - | - | - | - | - | - | - | No | To Be Confirmed | -
NPgY01017 | REDACTED INFORMATION | West Melton / Thorpe Marsh | Doncaster B/Thorpe Marsh | Generation Customer | Northern Powergrid Yorkshire plc | Other | 26 | - | - | - | - | No | Accepted to Connect | - | - | - | - | - | - | 26 | 24.7 | 26 | To Be Confirmed | To Be Confirmed | 2017-04-18 | To Be Confirmed | No | To Be Confirmed | -
NPgY01259 | REDACTED INFORMATION | West Melton / Thorpe Marsh | Doncaster B/Thorpe Marsh | Generation Customer | Northern Powergrid Yorkshire plc | Fossil Gas | 2.842 | - | - | - | - | No | Accepted to Connect | - | - | - | - | - | - | 2.842 | 0 | 0 | To Be Confirmed | To Be Confirmed | 2018-05-31 | To Be Confirmed | No | To Be Confirmed | -
NPgY01003 | REDACTED INFORMATION | West Melton / Thorpe Marsh | Doncaster B/Thorpe Marsh | Generation Customer | Northern Powergrid Yorkshire plc | Solar | 34.211 | - | - | - | - | No | Accepted to Connect | - | - | - | - | - | - | 34.211 | 32.5 | 34.211 | To Be Confirmed | To Be Confirmed | To Be Confirmed | To Be Confirmed | No | To Be Confirmed | -
NPgY01011 | REDACTED INFORMATION | West Melton / Thorpe Marsh | Doncaster B/Thorpe Marsh | Hickleton | Northern Powergrid Yorkshire plc | Waste | 5.4 | - | - | - | - | No | Connected | 5.4 | 5.13 | 5.4 | To Be Confirmed | To Be Confirmed | 2010-04-01 | - | - | - | - | - | - | - | No | To Be Confirmed | -
NPgY01076 | REDACTED INFORMATION | West Melton / Thorpe Marsh | Doncaster B/Thorpe Marsh | Hickleton | Northern Powergrid Yorkshire plc | Waste | 2.1 | - | - | - | - | No | Connected | 2.1 | 1.995 | 2.1 | To Be Confirmed | To Be Confirmed | 2018-04-12 | - | - | - | - | - | - | - | No | To Be Confirmed | -
NPgY01013 | REDACTED INFORMATION | West Melton / Thorpe Marsh | Doncaster B/Thorpe Marsh | ICI Fibres | Northern Powergrid Yorkshire plc | Waste | 3.8 | - | - | - | - | No | Connected | 3.8 | 2.689 | 2.831 | To Be Confirmed | To Be Confirmed | 2011-06-28 | - | - | - | - | - | - | - | No | To Be Confirmed | -
NPgY01014 | REDACTED INFORMATION | West Melton / Thorpe Marsh | Doncaster B/Thorpe Marsh | ICI Fibres | Northern Powergrid Yorkshire plc | Fossil Gas | 5.684 | - | - | - | - | No | Connected | 5.684 | 5.4 | 5.684 | To Be Confirmed | To Be Confirmed | To Be Confirmed | - | - | - | - | - | - | - | No | To Be Confirmed | -
NPgY01021 | REDACTED INFORMATION | West Melton / Thorpe Marsh | Doncaster B/Thorpe Marsh | Rockware | Northern Powergrid Yorkshire plc | Waste | 3 | - | - | - | - | No | Connected | 3 | 2.85 | 3 | To Be Confirmed | To Be Confirmed | 2010-06-01 | - | - | - | - | - | - | - | No | To Be Confirmed | -
NPgY01023 | REDACTED INFORMATION | West Melton / Thorpe Marsh | Doncaster B/Thorpe Marsh | Stainforth | Northern Powergrid Yorkshire plc | Waste | 2.4 | - | - | - | - | No | Connected | 2.4 | 0.855 | 0.9 | To Be Confirmed | To Be Confirmed | 2001-05-02 | - | - | - | - | - | - | - | No | To Be Confirmed | -
NPgY01028 | REDACTED INFORMATION | West Melton / Thorpe Marsh | Doncaster B/Thorpe Marsh | Thorne | Northern Powergrid Yorkshire plc | Solar | 3.684 | - | - | - | - | No | Connected | 3.684 | 3.5 | 3.684 | To Be Confirmed | To Be Confirmed | 2015-07-07 | - | - | - | - | - | - | - | No | To Be Confirmed | -
NPgY01077 | REDACTED INFORMATION | West Melton / Thorpe Marsh | Doncaster B/Thorpe Marsh | West End Lane | Northern Powergrid Yorkshire plc | Waste | 4 | - | - | - | - | No | Connected | 4 | 3.8 | 4 | To Be Confirmed | To Be Confirmed | 2018-10-01 | - | - | - | - | - | - | - | No | To Be Confirmed | -
NPgY01038 | REDACTED INFORMATION | West Melton / Thorpe Marsh | Doncaster B/Thorpe Marsh | West Moor Park | Northern Powergrid Yorkshire plc | Solar | 2 | - | - | - | - | No | Connected | 2 | 1.9 | 2 | To Be Confirmed | To Be Confirmed | 2015-07-13 | - | - | - | - | - | - | - | No | To Be Confirmed | -
NPgY01036 | REDACTED INFORMATION | West Melton / Thorpe Marsh | Doncaster B/Thorpe Marsh | West Moor Park | Northern Powergrid Yorkshire plc | Fossil Gas | 2.105 | - | - | - | - | No | Connected | 2.105 | 0 | 0 | To Be Confirmed | To Be Confirmed | To Be Confirmed | - | - | - | - | - | - | - | No | To Be Confirmed | -
NPgY01140 | REDACTED INFORMATION | West Melton / Thorpe Marsh | Doncaster Central | Generation Customer | Northern Powergrid Yorkshire plc | Fossil Gas | 22.105 | - | - | - | - | No | Accepted to Connect | - | - | - | - | - | - | 22.105 | 21 | 22.105 | To Be Confirmed | To Be Confirmed | 2017-11-01 | To Be Confirmed | No | To Be Confirmed | -
NPgY01042 | REDACTED INFORMATION | West Melton / Thorpe Marsh | Mallard Way | Belmont Avenue | Northern Powergrid Yorkshire plc | Solar | 3.158 | - | - | - | - | No | Accepted to Connect | - | - | - | - | - | - | 3.158 | 3 | 3.158 | To Be Confirmed | To Be Confirmed | To Be Confirmed | To Be Confirmed | No | To Be Confirmed | -
NPgY01258 | REDACTED INFORMATION | West Melton / Thorpe Marsh | Mallard Way | Generation Customer | Northern Powergrid Yorkshire plc | Battery storage | 10.526 | - | - | - | - | No | Connected | 10.526 | 10 | 10.526 | To Be Confirmed | To Be Confirmed | 2019-01-01 | - | - | - | - | - | - | - | No | To Be Confirmed | -
NPgY01094 | REDACTED INFORMATION | West Melton / Thorpe Marsh | Mallard Way | Generation Customer | Northern Powergrid Yorkshire plc | Waste | 20 | - | - | - | - | No | Connected | 20 | 19 | 20 | To Be Confirmed | To Be Confirmed | 2019-01-01 | - | - | - | - | - | - | - | No | To Be Confirmed | -
NPgY01139 | REDACTED INFORMATION | West Melton / Thorpe Marsh | Mallard Way | Generation Customer | Northern Powergrid Yorkshire plc | Fossil Gas | 21.053 | - | - | - | - | No | Accepted to Connect | - | - | - | - | - | - | 21.053 | 20 | 21.053 | To Be Confirmed | To Be Confirmed | 2017-09-04 | To Be Confirmed | No | To Be Confirmed | -
NPgY01327 | REDACTED INFORMATION | West Melton / Thorpe Marsh | Mallard Way | Generation Customer | Northern Powergrid Yorkshire plc | Solar | 8.421 | - | - | - | - | No | Accepted to Connect | - | - | - | - | - | - | 8.421 | 8 | 8.4211 | To Be Confirmed | To Be Confirmed | 2019-10-19 | To Be Confirmed | No | To Be Confirmed | -
NPgY01044 | REDACTED INFORMATION | West Melton / Thorpe Marsh | Mallard Way | Jarratt Street | Northern Powergrid Yorkshire plc | Fossil Gas | 2.612 | - | - | - | - | No | Connected | 2.612 | 2.481 | 2.612 | To Be Confirmed | To Be Confirmed | 2009-11-09 | - | - | - | - | - | - | - | No | To Be Confirmed | -
NPgY01304 | REDACTED INFORMATION | West Melton / Thorpe Marsh | Park Street | Park Street | Northern Powergrid Yorkshire plc | Fossil Gas | 8.421 | - | - | - | - | No | Accepted to Connect | - | - | - | - | - | - | 8.421 | 8 | 8.421 | To Be Confirmed | To Be Confirmed | 2017-06-01 | To Be Confirmed | No | To Be Confirmed | -
NPgY00943 | REDACTED INFORMATION | West Melton Section 3 | Barugh 132/66kV | Barugh 66/11kV | Northern Powergrid Yorkshire plc | Biomass | 9.4 | - | - | - | - | No | Connected | 9.4 | 8.93 | 9.4 | To Be Confirmed | To Be Confirmed | 2012-12-20 | - | - | - | - | - | - | - | No | To Be Confirmed | -
NPgY01134 | REDACTED INFORMATION | West Melton Section 3 | Barugh 132/66kV | Generation Customer | Northern Powergrid Yorkshire plc | Fossil Gas | 36.842 | - | - | - | - | No | Accepted to Connect | - | - | - | - | - | - | 36.842 | 35 | 36.842 | To Be Confirmed | To Be Confirmed | 2017-07-04 | To Be Confirmed | No | To Be Confirmed | -
NPgY01277 | REDACTED INFORMATION | West Melton Section 3 | Barugh 132/66kV | Scissett | Northern Powergrid Yorkshire plc | Fossil Oil | 2.632 | - | - | - | - | No | Accepted to Connect | - | - | - | - | - | - | 2.632 | 0 | 0 | To Be Confirmed | To Be Confirmed | 2018-08-21 | To Be Confirmed | No | To Be Confirmed | -
NPgY01060 | REDACTED INFORMATION | West Melton Section 3 | Barugh 132/66kV | Woolley | Northern Powergrid Yorkshire plc | Solar | 1.053 | - | - | - | - | No | Connected | 1.053 | 1 | 1.053 | To Be Confirmed | To Be Confirmed | 2018-03-27 | - | - | - | - | - | - | - | No | To Be Confirmed | -
NPgY01136 | REDACTED INFORMATION | West Melton Section 3 | Generation Customer | Generation Customer | Northern Powergrid Yorkshire plc | Battery storage | 42.105 | - | - | - | - | No | Accepted to Connect | - | - | - | - | - | - | 42.105 | 40 | 42.105 | To Be Confirmed | To Be Confirmed | 2016-06-20 | To Be Confirmed | No | To Be Confirmed | -
NPgY01086 | REDACTED INFORMATION | West Melton Section 3 | Hunningley | Generation Customer | Northern Powergrid Yorkshire plc | Fossil Gas | 21 | - | - | - | - | No | Accepted to Connect | - | - | - | - | - | - | 21 | 19.95 | 21 | To Be Confirmed | To Be Confirmed | 2017-06-30 | To Be Confirmed | No | To Be Confirmed | -
NPgY01256 | REDACTED INFORMATION | West Melton Section 3 | Hunningley | Stairfoot | Northern Powergrid Yorkshire plc | Battery storage | 7.368 | - | - | - | - | No | Accepted to Connect | - | - | - | - | - | - | 7.368 | 7 | 7.368 | To Be Confirmed | To Be Confirmed | 2017-12-05 | To Be Confirmed | No | To Be Confirmed | -
NPgY00960 | REDACTED INFORMATION | West Melton Section 3 | Hunshelf | Penistone | Northern Powergrid Yorkshire plc | Wind onshore | 6.9 | - | - | - | - | No | Connected | 6.9 | 6.555 | 6.9 | To Be Confirmed | To Be Confirmed | 2012-09-04 | - | - | - | - | - | - | - | No | To Be Confirmed | -
NPgY00962 | REDACTED INFORMATION | West Melton Section 3 | Wakefield Monckton Road | Generation Customer | Northern Powergrid Yorkshire plc | Waste | 20 | - | - | - | - | No | Connected | 20 | 19 | 20 | To Be Confirmed | To Be Confirmed | 2011-03-30 | - | - | - | - | - | - | - | No | To Be Confirmed | -
NPgY00965 | REDACTED INFORMATION | West Melton Section 3 | West Melton | Dearne Road | Northern Powergrid Yorkshire plc | Waste | 4 | - | - | - | - | No | Connected | 4 | 3.8 | 4 | To Be Confirmed | To Be Confirmed | 2008-04-01 | - | - | - | - | - | - | - | No | To Be Confirmed | -
NPgY00967 | REDACTED INFORMATION | West Melton Section 3 | West Melton | Ecclesfield | Northern Powergrid Yorkshire plc | Fossil Gas | 9.9 | - | - | - | - | No | Connected | 9.9 | 7.92 | 9.9 | To Be Confirmed | To Be Confirmed | 2012-01-30 | - | - | - | - | - | - | - | No | To Be Confirmed | -
NPgY00970 | REDACTED INFORMATION | West Melton Section 3 | West Melton | Houghton Main | Northern Powergrid Yorkshire plc | Waste | 6 | - | - | - | - | No | Connected | 6 | 3.8 | 4 | To Be Confirmed | To Be Confirmed | 2012-02-01 | - | - | - | - | - | - | - | No | To Be Confirmed | -
NPgY00971 | REDACTED INFORMATION | West Melton Section 3 | West Melton | Houghton Main | Northern Powergrid Yorkshire plc | Wind onshore | 9 | - | - | - | - | No | Connected | 9 | 8.55 | 9 | To Be Confirmed | To Be Confirmed | 2015-07-07 | - | - | - | - | - | - | - | No | To Be Confirmed | -
NPgY00972 | REDACTED INFORMATION | West Melton Section 3 | West Melton | Houghton Main | Northern Powergrid Yorkshire plc | Wind onshore | 8.947 | - | - | - | - | No | Accepted to Connect | - | - | - | - | - | - | 8.947 | 6.5 | 6.842 | To Be Confirmed | To Be Confirmed | To Be Confirmed | To Be Confirmed | No | To Be Confirmed | -
NPgY01180 | REDACTED INFORMATION | West Melton Section 3 | West Melton | Kilnhurst | Northern Powergrid Yorkshire plc | Battery storage | 1.263 | - | - | - | - | No | Connected | 1.263 | 1.2 | 1.263 | To Be Confirmed | To Be Confirmed | 2017-11-25 | - | - | - | - | - | - | - | No | To Be Confirmed | -
NPgY00975 | REDACTED INFORMATION | West Melton Section 3 | West Melton | Wath Upon Dearne | Northern Powergrid Yorkshire plc | Solar | 1.578 | - | - | - | - | No | Connected | 1.578 | 1.499 | 1.578 | To Be Confirmed | To Be Confirmed | 2015-07-07 | - | - | - | - | - | - | - | No | To Be Confirmed | -
NPgY00977 | REDACTED INFORMATION | West Melton Section 3 | West Melton | Wath Upon Dearne | Northern Powergrid Yorkshire plc | Fossil Gas | 8.421 | - | - | - | - | No | Connected | 8.421 | 8 | 8.421 | To Be Confirmed | To Be Confirmed | 2018-05-08 | - | - | - | - | - | - | - | No | To Be Confirmed | -
NPgY01051 | REDACTED INFORMATION | Wincobank | Wincobank | Generation Customer | Northern Powergrid Yorkshire plc | Biomass | 45 | - | - | - | - | No | Connected | 45 | 42.75 | 45 | To Be Confirmed | To Be Confirmed | 2017-10-11 | - | - | - | - | - | - | - | No | To Be Confirmed | -
NPgY01053 | REDACTED INFORMATION | Wincobank | Wincobank | New Droppingwell Road | Northern Powergrid Yorkshire plc | Waste | 6.316 | - | - | - | - | No | Accepted to Connect | - | - | - | - | - | - | 6.316 | 6 | 6.316 | To Be Confirmed | To Be Confirmed | 2017-04-04 | To Be Confirmed | No | To Be Confirmed | -
NPgY01054 | REDACTED INFORMATION | Wincobank | Wincobank | Waverley Business Park | Northern Powergrid Yorkshire plc | Wind onshore | 1.951 | - | - | - | - | No | Connected | 1.951 | 1.853 | 1.951 | To Be Confirmed | To Be Confirmed | 2014-01-01 | - | - | - | - | - | - | - | No | To Be Confirmed | -
NPgY01175 | REDACTED INFORMATION | Wincobank | Wincobank | Waverley Business Park | Northern Powergrid Yorkshire plc | Fossil Gas | 8.421 | - | - | - | - | No | Accepted to Connect | - | - | - | - | - | - | 8.421 | 8 | 8.421 | To Be Confirmed | To Be Confirmed | 2017-11-01 | To Be Confirmed | No | To Be Confirmed | -

## DNO_SERVICES_YORKSHIRE
Distribution Services
Asset Reference | Aggregated Service? (Yes/No) | Service Reference | Grid Supply Point | Type of Service | MW Provided | Contract End Date | Exclusivity? (Yes/No)
- | - | - | - | - | - | - | -

## DESCRIPTION_OF_FIELDS
DNO_RESOURCES | GENERAL DATA | This section is completed for all customers of 1MW or more in capacity. Includes generators, storage but only those demand sites that are providing services.
Column | Field Tag | Field Descriptor
A | Customer Name | Name of party that is connected or contracted to connect.
B | Customer Site | Name of customer site/project name.
C | Grid Supply Point (GSP) | This is the point of delivery from the transmission system to a distribution system that is linked with the Customer Site.
D | Bulk Supply Point | This is the supply point on the DNO system (representing an EHV/EHV transformation level) linked with the Customer Site.
E | Primary | This is the relevant primary substation on the DNO system linked with the Customer Site.
F | Licence Area | Licence area customer site is connected within
G | Primary Resource Type | Fields 7 to 12 indicate the type(s) and capacities of plant connected at the site (wind/solar/etc). Where there is only a single plant type at the site, this should be shown in "Primary Resource Type" field 7. Where there is more than one plant type at a site, ideally the different plant types will be shown in fields 9 and 11.
H | Primary Resource Type - Installed Capacity (MVA) | This is the installed capacity of the "Primary Resource Type" expressed in MVA.
I | Resource Type 2 | Where there is more than one plant type at a site, the "Resource Type 2" and "Resource Type 3" fields would be used to show the resource types additional to the "Primary Resource Type".
J | Resource Type 2 - Installed Capacity (MVA) | This is the installed capacity of the "Resource Type 2" expressed in MVA.
K | Resource Type 3 | Where there is more than one plant type at a site, the "Resource Type 2" and "Resource Type 3" fields would be used to show the resource types additional to the "Primary Resource Type".
L | Primary Type 3 - Installed Capacity (MVA) | This is the installed capacity of the "Resource Type 3" expressed in MVA.
M | ANM Connection | Is the connection contingent on an Active Network Management (ANM) arrangement (including timed connections)?
N | Connection Status | "Connected" or "Accepted to Connect"?
DNO_RESOURCES | ALREADY CONNECTED | This section should be completed for all customers of 1MW or more in size that are already connected to the network. Includes generators, storage but only those demand sites that are providing services.
Column | Field Tag | Field Descriptor
O | Installed Generation Capacity (MVA) | This is the total generation connected at the site expressed in MVA.
P | Export Capacity (MW) | This is the total MW export capacity permitted as per the connection agreement.
Q | Export Capacity (MVA) | This is the total MVA export capacity permitted as per the connection agreement.
R | Import Capacity (MW) | This is the total MW import capacity permitted as per the connection agreement.
S | Import Capacity (MVA) | This is the total MVA export capacity permitted as per the connection agreement.
T | Date Connected | Date Project connected to network and energised.
DNO_RESOURCES | ACCEPTED TO CONNECT | This section should be completed for all customers of 1MW or more in size that have agreements in place to connect to the network. Includes generators, storage but only those demand sites that are providing services.
Column | Field Tag | Field Descriptor
U | Accepted to Connect Generation Capacity (MVA) | This is the total additional generation that is accepted to connect at the site expressed in MVA.
V | Export Capacity (MW) | This is the total additional MW export capacity permitted as per the connection agreement.
W | Export Capacity (MVA) | This is the total additional MVA export capacity permitted as per the connection agreement.
X | Import Capacity (MW) | This is the total additional MW import capacity permitted as per the connection agreement.
Y | Import Capacity (MVA) | This is the total additional MVA import capacity permitted as per the connection agreement.
Z | Date Accepted | Date customer contracted with GBSO/DNO/IDNO.
AA | Target Energisation Date | Estimated date of energisation. This date is likely to change to reflect the latest date notified by customers.
DNO_RESOURCES | PROVIDING SERVICES | This section should include all assets of 1MW or greater that are providing services to network companies including the ESO.
Column | Field Tag | Field Descriptor
AB | Distribution Service Provider (Y/N) | Does the resource provide services to a DNO?
AC | Transmission Service Provider (Y/N) | Does the resource provide services to the ESO or a TO?
AD | Reference | A unique reference to link to the Providing Services tab.
DNO_SERVICES | DISTRIBUTION SERVICES | This section should include all assets of 1MW or greater that are providing services to Distribution Network Operators. Information should also be provided for assets of less than 1MW by aggregating those assets that are providing a particular service.
Column | Field Tag | Field Descriptor
A | Asset Reference | This is a cross-reference from field Ref 33 on the DER Template. This indicates particular assets of 1MW or greater that are providing services.
B | Aggregated Service | Are resources being aggregated to provide this part of the service?
C | Service Identifier | This field identifies the particular network company service area.
D | Grid Supply Point | This is the GSP linked to resource (or to the aggregated group of resources).
E | Type of Service | The type of service being provided.
F | MW Provided | This is the MW amount of service provided.
G | Contract End Date | End-date of ongoing contract.
H | Exclusivity | Does contract require customer site to limit provision of services to other parties?

## NPg Notes
Northern Powergrid System Wide Resource Register
For reasons of commercial confidentiality, Northern Powergrid has given each Customer Site a unique identifier rather than name individual customers.
Where any cell contains “Redacted Information”, this relates to an individual connectee at a point of connection who, for reasons of commercial confidentiality, we have chosen not to identify by name in the System Wide Resource Register.
Import capacity is noted as "To Be Confirmed". We will endeavour to populate this field as the System Wide Resource Register evolves.
Where the date of connection or acceptance is “To Be Confirmed”, this indicates that the Customer Site has been connected, or has been accepted to connect for some time and we do not (at this time) have a better view. We will endeavour to populate this field as the System Wide Resource Register evolves.
Where there is a "Target Energisation Date" of “To Be Confirmed”, this means we do not, at this time, have certainty relating to the proposed date of energisation. We will endeavour to populate this field as the System Wide Resource Register evolves.
If you have any queries regarding the data contained within the System Wide Resource Register, please contact NPg.System.Planning@northernpowergrid.com
Data is correct as at 31/01/20