## Introduction
Embedded Capacity Register |  | Version 1.0
Last Updated:
2021-07-13
Introduction
Embedded Capacity Register: means, for each DNO/IDNO Party, a register of site-specific data items for sites which are connected to the DNO/IDNO Party's Distribution System (or which are the subject of an accepted connection offer to be connected to the Distribution System), and which: (a) have an import capacity of 1 MW or more and are subject to a DSR Contract; and/or (b) have an export capacity of 1 MW or more. The required register format and data items are described in Schedule 31 (Embedded Capacity Register). DSR Contract: means, for each DNO/IDNO Party, a contract for the provision of a commercial service whereby the amount or pattern of electricity imported from the Distribution System is altered in response to the DNO/IDNO Party's instructions.
Register Definitions
| Heading | Explanation
General Data
| MPAN | The core meter point administration number, a 13-digit reference used in MPAS to identify the relevant Metering Point. For generation entries, the "Export" MPAN should be included. For storage entries, the "Export" MPAN should also be included. For flexible demands, the "Import" MPAN should be included. Where sites are CVA Registered, no MPAN is included but indicate "CVA Registered" For "Accepted to Connect" generation, please indicate "data not available".
| Customer Name | Name of party that is connected or contracted to connect.
| Customer Site | Name of customer site/project name.
| Address Line 1 | Site location
| Address Line 2 | Site location
| Town/ City | Site location
| County | Site location
| Postcode | Site location
| Country | GB country customer site is connected within.
| Location (X-coordinate): Eastings (where data is held) | X coordinates for development site in British National Grid. For "Accepted to Connect" generation, please include the location of the metering point agreed as part of the connection process as a 6/7 digit Easting. In exceptional cases where the metering point is not located at the DER site (e.g. some off-shore wind sites), please use the co-ordinates of the DER site if this is known.
| Location (y-coordinate): Northings (where data is held) | Y coordinates for development site in British National Grid. For "Accepted to Connect" generation, please include the location of the metering point agreed as part of the connection process as a 6/7 digit Northing. In exceptional cases where the metering point is not located at the DER site (e.g. some off-shore wind sites), please use the co-ordinates of the DER site if this is known.
| Grid Supply Point | The point of delivery from the transmission system to a distribution system that is linked with the Customer Site
| Bulk Supply Point | The supply point on the DNO system (representing an EHV/EHV transformation level) linked with the Customer Site
| Primary | The relevant primary substation on the DNO system linked with the Customer Site.
| Point of Connection (POC) Voltage (kV) | This is the voltage at the Point of Connection to the distribution network.
| Licence Area | Licence area customer site is connected within
| Primary Resource Type | Meaning any of the below resource types used by technology in the production of electricity:
Fossil Gas
Fossil coal gas
Fossil oil
Fossil oil shale
Fossil peat
Fossil brown coal/lignite
Fossil hard coal
Fossil (to be confirmed)
Nuclear
Interconnector
Hydrogen
Solar
Wind
Hydro run of river
Hydro reservoir (not pumped)
Hydro (to be confirmed)
Marine
Geothermal
Biomass
Waste
Biofuel landfill gas
Biofuel sewage gas
Biofuel biogas from anaerobic digestion (excluding landfill & sewage)
Biofuel other
Advanced fuel gasification or pyrolysis
Storage battery
Storage pumped
Storage other
Other
Data not available
| Primary Technology/ Plant Type | Meaning any of the below types technologies that export electricity onto a distribution network:
Steam turbine (thermal power plant)
Steam-gas turbine (CCGT)
Gas turbine (OCGT)
Onshore wind turbines
Offshore wind turbines
Photovoltaic
Engine (combustion / reciprocating)
Hydro power system
Tidal lagoons
Tidal stream devices
Wave devices
Geothermal power plant
Battery
Compressed air system
Liquid air system
Other
Data not available
| CHP Cogeneration | The simultaneous generation of usable heat and power (usually electricity) in a single process, thereby leading to reductions in the amount of wasted heat.
| Storage Duration | Divide the storage capacity (MWh) by the installed capacity (MW) and round it down to the nearest 0.5 (half-hour). If the value is less than 0.5 before rounding, it could be rounded to 0.5 hours so that it is not zero.
| Primary Resource Type - Installed Capacity (MW) | This is the installed capacity of the "Primary Resource Type" expressed in MM.
| Primary Resource Type - Installed Capacity (MVA): | This is the installed capacity of the "Primary Resource Type" expressed in MVA.
| Resource Type 2 | Where there is more than one plant type at a site, the "Resource Type 2" and "Resource Type 3" fields would be used to show the resource types additional to the "Primary Resource Type". Meaning any of the resource types stated above (cell 35-45)
| Technology / Plant Type 2 | Defined as above for “Primary Technology / Plant Type”)
| CHP Cogeneration Type 2 | The simultaneous generation of usable heat and power (usually electricity) in a single process, thereby leading to reductions in the amount of wasted heat.
| Storage Duration Type 2 | Divide the storage capacity (MWh) by the installed capacity (MW) and round it down to the nearest 0.5 (half-hour). If the value is less than 0.5 before rounding, it could be rounded to 0.5 hours so that it is not zero.
| Resource Type 2 - Installed Capacity (MW) | This is the installed capacity of the "Resource Type 2" expressed in MW.
| Resource Type 2 - Installed Capacity (MVA) | This is the installed capacity of the "Resource Type 2" expressed in MVA.
| Resource Type 3 | Defined as above for “Resource Type 2”
| Technology / Plant Type 3 | Defined as above for “Primary Technology / Plant Type”)
| CHP Cogeneration Type 3 | The simultaneous generation of usable heat and power (usually electricity) in a single process, thereby leading to reductions in the amount of wasted heat.
| Storage Duration Type 3 | Divide the storage capacity (MWh) by the installed capacity (MW) and round it down to the nearest 0.5 (half-hour). If the value is less than 0.5 before rounding, it could be rounded to 0.5 hours so that it is not zero.
| Resource Type 3 - Installed Capacity (MW) | This is the installed capacity of the "Resource Type 3" expressed in MW.
| Resource Type 3 - Installed Capacity (MVA) | This is the installed capacity of the "Resource Type 3" expressed in MVA.
| Flexible Connection (Yes/No) | Is the connection contingent on a flexible connection arrangement during system normal operating conditions such as Active Network Management (ANM)?
| Connection Status | “Connected" or "Accepted to Connect"?
| Last Updated | Date on which item was last updated in the register.
Already Connected
| Installed Generation Capacity (MVA): | This is the total generation connected at the site expressed in MVA.
| Export Capacity (MW) | This is the total MW export capacity permitted as per the connection agreement.
| Export Capacity (MVA) | This is the total MVA export capacity permitted as per the connection agreement.
| Import Capacity (MW) | This is the total MW import capacity permitted as per the connection agreement.
| Import Capacity (MVA) | This is the total MVA export capacity permitted as per the connection agreement.
| Date Connected | Date Project connected to network and energised.
Accepted to Connect
| Accepted to Connect Generation Capacity (MVA): | This is the total additional generation that is accepted to connect at the site expressed in MVA.
| Export Capacity (MW | This is the total additional MW export capacity permitted as per the connection agreement.
| Export Capacity (MVA) | This is the total additional MVA export capacity permitted as per the connection agreement.
| Import Capacity (MW) | This is the total additional MW import capacity permitted as per the connection agreement.
| Import Capacity (MVA) | This is the total additional MVA import capacity permitted as per the connection agreement.
| Date Accepted | Date customer contracted with GBSO/DNO/IDNO.
| Target Energisation Date | Estimated date of energisation. This date is likely to change to reflect the latest date notified by customers.
Services Provided
| Distribution Service Provider (Y/N) | Does the resource provide services to a DNO?
| Transmission Service Provider (Y/N | Does the resource provide services to the ESO or a TO?
| Reference | A unique reference to link to the Providing Services tab.
Reinforcement Works
| In a Connection Queue (Y/N) | This field indicates whether the "Accepted to Connect" resource is part of a connection queue.
| Distribution Reinforcement Reference | Unique reference to relevant distribution reinforcement required for connection.
| Transmission Reinforcement Reference | Unique reference to relevant transmission reinforcement required for connection.
Contacts and Other Information
| Contact details If you believe that any details pertaining to your site or a specific site are incorrect then please use the contact details provided to notify us so that the details can be corrected in the next version. | ryan.tomlin@northernpowergrid.com
NPg.System.Planning@Northernpowergrid.com
| Regional Maps To assist you in identifying the regions referred to in the register, we provide the following links to maps for our regions/areas | https://www.northernpowergrid.com/network-data
For Maps, please send a request to LTDS@northernpowergrid.com
| Heat Maps To assist you in understanding how the capacity of connected DER impacts on our network, we provide the following links to heat maps for our regions/areas | https://www.northernpowergrid.com/generation-availability-map
https://www.northernpowergrid.com/demand-availability-map
Note
For each site that meets the criteria to be included in its Embedded Capacity Register, each DNO/IDNO Party shall use reasonable endeavours to populate all fields in the Embedded Capacity Register. Where the DNO/IDNO Party does not hold data for a specific field for a specific site, then the DNO/IDNO Party will populate the relevant field with the words ‘data not available’.

## Register
1 | 2 | 3 | 4 | 5 | 6 | 7 | 8 | 9 | 10 | 11 | 12 | 13 | 14 | 15 | 16 | 17 | 18 | 19 | 20 | 21 | 22 | 23 | 24 | 25 | 26 | 27 | 28 | 29 | 30 | 31 | 32 | 33 | 34 | 35 | 36 | 37 | 38 | 39 | 40 | 41 | 42 | 43 | 44 | 45 | 46 | 47 | 48 | 49 | 50 | 51 | 52 | 53 | 54 | 55 | 56
General Data | [36 empty] | Already Connected | [5 empty] | Accepted to Connect | [6 empty] | Services Provided |  |  | Reinforcement Works
MPAN | Customer Name | Customer Site | Address Line 1 | Address Line 2 | Town/ City | County | Postcode | Country | Location (X-coordinate): Eastings (where data is held) | Location (y-coordinate): Northings (where data is held) | Grid Supply Point | Bulk Supply Point | Primary | Point of Connection (POC) Voltage (kV) | Licence Area | Primary Resource Type | Primary Technology/ Plant Type | CHP Cogeneration | Storage Duration | Primary Resource Type - Installed Capacity (MW) | Primary Resource Type - Installed Capacity (MVA): | Resource Type 2 | Technology / Plant Type 2 | CHP Cogeneration Type 2 | Storage Duration Type 2 | Resource Type 2 - Installed Capacity (MW) | Resource Type 2 - Installed Capacity (MVA) | Resource Type 3 | Technology / Plant Type 3 | CHP Cogeneration Type 3 | Storage Duration Type 3 | Resource Type 3 - Installed Capacity (MW) | Resource Type 3 - Installed Capacity (MVA) | Flexible Connection (Yes/No) | Connection Status | Last Updated | Installed Generation Capacity (MVA) | Export Capacity (MW) | Export Capacity (MVA) | Import Capacity (MW) | Import Capacity (MVA) | Date Connected | Accepted to Connect Generation Capacity (MVA) | Export Capacity (MW) | Export Capacity (MVA) | Import Capacity (MW) | Import Capacity (MVA) | Date Accepted | Target Energisation Date | Distribution Service Provider (Y/N) | Transmission Service Provider (Y/N) | Reference | In a Connection Queue (Y/N) | Distribution Reinforcement Reference | Transmission Reinforcement Reference
DATA NOT AVAILABLE | Bradford Royal Infirmary | Bradford Royal Infirmary | Bradford Royal Infirmary | Duckworth Lane | Bradford | West Yorkshire | BD9 6RJ | England | 413591 | 434441 | Bradford West | Girlington | Four Lane Ends | 11 | Northern Powergrid (Yorkshire) plc | Fossil Gas | Gas Turbine | No |  | 5.094 | 5.362 | [12 empty] | No | Connected | 2020-09-28 | 5.362 | 0 | 0 |  |  | DATA NOT AVAILABLE | N/A | N/A | N/A |  |  | DATA NOT AVAILABLE
2394000091952 | Girlington STOR | Girlington STOR | GIRLINGTON STOR | DUNCOMBE ROAD | Bradford | West Yorkshire | BD8 9TB | England | 413929 | 433281 | Bradford West | Girlington | Girlington Generation | 33 | Northern Powergrid (Yorkshire) plc | Fossil Gas | Gas Turbine | No |  | 11.913 | 12.54 | [12 empty] | No | Connected | 2020-09-28 | 12.54 | 11.744 | 12.362 |  |  | 2012-03-01 | N/A | N/A | N/A |  |  | DATA NOT AVAILABLE
2394000078108 | University of Bradford | University of Bradford | University of Bradford | Richmond Road | Bradford | West Yorkshire | BD7 1DP | England | 415998 | 433397 | Bradford West | Girlington | Rawson Road | 11 | Northern Powergrid (Yorkshire) plc | Fossil Gas | Steam Turbine | Yes |  | 1.4 | 1.474 | [12 empty] | No | Connected | 2020-09-28 | 1.474 | 0.382 | 0.402 |  |  | 2012-01-21 | N/A | N/A | N/A |  |  | DATA NOT AVAILABLE
2394000127847 | New Ovenden Moor Wind Farm | New Ovenden Moor Wind Farm | Ovenden Moor Wind Farm | Cold Edge Lane | Halifax | West Yorkshire | HX2 7UA | England | 404286 | 431558 | Bradford West | Holmfield | Ovenden Moor Windfarm | 33 | Northern Powergrid (Yorkshire) plc | Wind | Onshore Wind Turbines | No |  | 22.5 | 23.684 | [12 empty] | No | Connected | 2020-09-28 | 23.684 | 22.5 | 23.684 |  |  | 2016-09-01 | N/A | N/A | N/A |  |  | DATA NOT AVAILABLE
2394000107380 | Esholt WwTW | Esholt WwTW | Ainsbury Avenue | Esholt | Bradford | West Yorkshire | BD10 0TW | England | 418966 | 441914 | Bradford West | Menston | Hallam Street | 11 | Northern Powergrid (Yorkshire) plc | Fossil Gas | Steam Turbine | Yes |  | 4.56 | 4.8 | [12 empty] | No | Connected | 2020-09-28 | 4.8 | 4.56 | 4.8 |  |  | 2014-08-20 | N/A | N/A | N/A |  |  | DATA NOT AVAILABLE
2394000110694 | Airedale Hospital | Airedale Hospital | Airedale General Hospital | SKIPTON ROAD | Keighley | West Yorkshire | BD20 6TD | England | 402465 | 444720 | Bradford West | Silsden | Crosshills | 11 | Northern Powergrid (Yorkshire) plc | Fossil Gas | Steam Turbine | Yes |  | 6.35 | 6.684 | [12 empty] | No | Connected | 2020-09-28 | 6.684 | 1.19 | 1.253 |  |  | 2014-01-16 | N/A | N/A | N/A |  |  | DATA NOT AVAILABLE
2394000058272 | Skibeden Landfill | Skibeden Landfill | Skibeden | Harrogate Road | Skipton | North Yorkshire | BD23 6AB | England | 399881 | 451255 | Bradford West | Silsden | Skipton | 11 | Northern Powergrid (Yorkshire) plc | Waste | Gas Turbine | No |  | 1.1 | 1.158 | [12 empty] | No | Connected | 2020-09-28 | 1.158 | 1.449 | 1.525 |  |  | 2009-02-18 | N/A | N/A | N/A |  |  | DATA NOT AVAILABLE
2394000123294 | Goole Fields Windfarm Site 1 | Goole Fields Windfarm Site 1 | Goole Fields I Wind Farm | North Humberside | Goole | East Yorkshire | DN15 5TT | England | 474663 | 419493 | Camblesforth | Camblesforth | Goole Fields Windfarm | 66 | Northern Powergrid (Yorkshire) plc | Wind | Onshore Wind Turbines | No |  | 31.35 | 33 | [12 empty] | No | Connected | 2020-09-28 | 33 | 32.775 | 34.5 |  |  | DATA NOT AVAILABLE | N/A | N/A | N/A |  |  | DATA NOT AVAILABLE
2394000131490 | Goole Fields Windfarm Site 2 | Goole Fields Windfarm Site 2 | Goole Fields II Wind Farm | North Humberside | Goole | East Yorkshire | DN15 5TT | England | 472438 | 418900 | Camblesforth | Camblesforth | Goole Fields 2 Windfarm | 66 | Northern Powergrid (Yorkshire) plc | Wind | Onshore Wind Turbines | No |  | 33.25 | 35 | [12 empty] | Yes | Connected | 2020-09-28 | 35 | 33.783 | 35.561 |  |  | 2016-11-14 | N/A | N/A | N/A |  |  | DATA NOT AVAILABLE
2394000134454 | Guardian Industries UK | Guardian Industries UK | Guardian Industires UK ltd | Tom Pudding Way | Goole | East Yorkshire | DN14 8GA | England | 472293 | 423032 | Camblesforth | Camblesforth | Glassworks 1_2 | 11 | Northern Powergrid (Yorkshire) plc | Fossil Gas | Gas Turbine | No |  | 5.16 | 5.432 | [12 empty] | No | Connected | 2020-09-28 | 5.432 | 3 | 3.158 |  |  | 2017-06-20 | N/A | N/A | N/A |  |  | 2016-12-22
2394000072198 | Rusholme Wind Farm | Rusholme Wind Farm | Rusholme Windfarm | Rusholme Lane | Selby | North Yorkshire | YO8 8PW | England | 469764 | 426613 | Camblesforth | Camblesforth | Rusholme Windfarm | 66 | Northern Powergrid (Yorkshire) plc | Wind | Onshore Wind Turbines | No |  | 23.75 | 25 | [12 empty] | No | Connected | 2020-09-28 | 25 | 23.847 | 25.102 |  |  | 2010-07-21 | N/A | N/A | N/A |  |  | DATA NOT AVAILABLE
2394000130956 | Twin Rivers Wind Farm | Twin Rivers Wind Farm | Twin Rivers Windfarm | Twin Rivers Windfarm | Google | East Yorkshire | DN14 8HL | England | 482422 | 421489 | Camblesforth | Camblesforth | Twin Rivers Windfarm | 66 | Northern Powergrid (Yorkshire) plc | Wind | Onshore Wind Turbines | No |  | 28.88 | 30.4 | [12 empty] | No | Connected | 2020-09-28 | 30.4 | 27.816 | 29.28 |  |  | 2016-08-01 | N/A | N/A | N/A |  |  | DATA NOT AVAILABLE
2394000093027 | Sancton Hill Wind Farm | Sancton Hill Wind Farm | Sancton Hilll Wind Farm | Market Weighton | Sacton | East Yorkshire | YO43 4RH | England | 491954 | 439751 | Creyke Beck | Beverley 132/33kV | Beverley Lane | 33 | Northern Powergrid (Yorkshire) plc | Wind | Onshore Wind Turbines | No |  | 9.5 | 10 | [12 empty] | No | Connected | 2020-09-28 | 10 | 9.5 | 10 |  |  | 2012-04-02 | N/A | N/A | N/A |  |  | DATA NOT AVAILABLE
2394000053024 | Croda Chemicals Wind Turbine | Croda Chemicals Wind Turbine | CRODA CHEMICALS LTD | Oak Road | Hull | East Yorkshire | HU6 7PH | England | 508193 | 432929 | Creyke Beck | Beverley 132/33kV | First Avenue | 11 | Northern Powergrid (Yorkshire) plc | Wind | Onshore Wind Turbines | No |  | 1.995 | 2.1 | [12 empty] | No | Connected | 2020-09-28 | 2.1 | 2.09 | 2.2 |  |  | 2008-06-17 | N/A | N/A | N/A |  |  | DATA NOT AVAILABLE
2394000094590 | Routh Wind Farm | Routh Wind Farm | Hall Farm Windfarm | Routh | Beverley | East Yorkshire | HU17 9SL | England | 508354 | 442283 | Creyke Beck | Beverley 132/33kV | Routh Windfarm | 33 | Northern Powergrid (Yorkshire) plc | Wind | Onshore Wind Turbines | No |  | 24.093 | 25.361 | [12 empty] | No | Connected | 2020-09-28 | 25.361 | 24.093 | 25.361 |  |  | 2012-09-13 | N/A | N/A | N/A |  |  | DATA NOT AVAILABLE
2394000095831 | Sober Hill Wind Farm | Sober Hill Wind Farm | Sober Hill Farm | Stoneknowle Hill | York | North Yorkshire | YO43 4TG | England | 492278 | 439167 | Creyke Beck | Beverley 132/33kV | Sober Hill | 33 | Northern Powergrid (Yorkshire) plc | Wind | Onshore Wind Turbines | No |  | 12.046 | 12.68 | [12 empty] | No | Connected | 2020-09-28 | 12.68 | 12.046 | 12.68 |  |  | 2013-03-20 | N/A | N/A | N/A |  |  | DATA NOT AVAILABLE
2394000021157 | Gallymoor Landfill | Gallymoor Landfill | Market Weighton Road | Holme-on-Spalding-Moor | York | North Yorkshire | YO43 4ED | England | 488141 | 441451 | Creyke Beck | Beverley 132/33kV | Southgate | 11 | Northern Powergrid (Yorkshire) plc | Waste | Gas Turbine | No |  | 1.995 | 2.1 | [12 empty] | No | Connected | 2020-09-28 | 2.1 | 1.995 | 2.1 |  |  | 2010-04-01 | N/A | N/A | N/A |  |  | DATA NOT AVAILABLE
2300000953170 | Dunswell Lane Nurseries | Dunswell Lane Nurseries | Dunswell Lane | Dunswell | Hull | East Yorkshire | HU16 4JP | England | 505616 | 435567 | Creyke Beck | Beverley 132/33kV | Spark Mill Lane | 11 | Northern Powergrid (Yorkshire) plc | Waste | Gas Turbine | No |  | 1.354 | 1.425 | [12 empty] | No | Connected | 2020-09-28 | 1.425 | 1.188 | 1.251 |  |  | 2010-04-01 | N/A | N/A | N/A |  |  | DATA NOT AVAILABLE
2300000953198 | North Moor Lane | North Moor Lane | North Moor Lane | Cottingham | Hull | East Yorkshire | HU16 4JN | England | 505602 | 434288 | Creyke Beck | Beverley 132/33kV | Southwood Road | 11 | Northern Powergrid (Yorkshire) plc | Fossil Gas | Steam Turbine | Yes |  | 1.781 | 1.875 | [12 empty] | No | Connected | 2020-09-28 | 1.875 | 1.52 | 1.6 |  |  | 2010-04-01 | N/A | N/A | N/A |  |  | DATA NOT AVAILABLE
2300000434732 | Park Lane Nurseries | Park Lane Nurseries | Park Lane | Cottingham | Hull | East Yorkshire | HU16 5RX | England | 504237 | 433951 | Creyke Beck | Beverley 132/33kV | Endike Lane | 11 | Northern Powergrid (Yorkshire) plc | Fossil Gas | Gas Turbine | No |  | 4.5 | 4.5 | [12 empty] | No | Connected | 2020-09-28 | 4.5 | 6.5 | 4.5 |  |  | 2001-04-01 | N/A | N/A | N/A |  |  | DATA NOT AVAILABLE
2300000434723 | Anchor Nurseries | Anchor Nurseries | Thearne Lane | Woodmansey | Beverley | East Yorkshire | HU17 0SA | England | 504249 | 439014 | Creyke Beck | Beverley 132/33kV | Spark Mill Lane | 11 | Northern Powergrid (Yorkshire) plc | Waste | Gas Turbine | No |  | 2.85 | 3 | [12 empty] | No | Connected | 2020-09-28 | 3 | 2.85 | 3 |  |  | 2000-09-01 | N/A | N/A | N/A |  |  | DATA NOT AVAILABLE
2394000089457 | Great Field Lane Generation | Great Field Lane Generation | Great Field Lane | Great Field Lane | Hull | East Yorkshire | HU9 5WA | England | 514322 | 429796 | Creyke Beck | Bransholme | Great Field Lane Generation | 33 | Northern Powergrid (Yorkshire) plc | Fossil Gas | Gas Turbine | No |  | 23.75 | 25 | [12 empty] | No | Connected | 2020-09-28 | 25 | 23.75 | 25 |  |  | 2012-01-16 | N/A | N/A | N/A |  |  | DATA NOT AVAILABLE
2394000129204 | Carlam Solar Farm | Carlam Solar Farm | Hill Farm | Sutton-on-Hull | Hull | East Yorkshire | HU7 5YX | England | 510606 | 436650 | Creyke Beck | Bransholme | Wawne Road | 11 | Northern Powergrid (Yorkshire) plc | Solar | Photovoltaic | No |  | 8.2 | 8.632 | [12 empty] | No | Connected | 2020-09-28 | 8.632 | 8.2 | 8.632 |  |  | 2016-06-01 | N/A | N/A | N/A |  |  | DATA NOT AVAILABLE
DATA NOT AVAILABLE | Burn Park Farm Energy Storage | Burn Park Farm Energy Storage | Burn Park Cottages | Creyke Beck | Hull | East Yorkshire | HU16 5RZ | England | 503633 | 434436 | Creyke Beck | Burn Park Farm | Burn Park Farm Direct | 132 | Northern Powergrid (Yorkshire) plc | Storage Battery | Battery | No |  | 49.9 | 52.526 | [12 empty] | No | Connected | 2020-09-28 | 52.526 | 49.9 | 52.526 |  |  | 2019-01-01 | N/A | N/A | N/A |  |  | 2016-11-08
2380002293170 | Energy Works Hull | Energy Works Hull | Energy Works Hull LTD | Cleveland Street | Hull | East Yorkshire | HU8 8AZ | England | 510344 | 430299 | Creyke Beck | Cleveland Street Generation | Cleveland Street Generation Direct | 132 | Northern Powergrid (Yorkshire) plc | Fossil Gas | Steam Turbine | Yes |  | 25 | 26.316 | [12 empty] | No | Connected | 2020-12-08 | 26.316 | 25 | 26.316 |  |  | 2016-07-05 | N/A | N/A | N/A |  |  | DATA NOT AVAILABLE
2394000020419 | Carnaby Landfill | Carnaby Landfill | Moor Lane | Carnaby | Bridlington | East Yorkshire | YO16 4 | England | 517545 | 467398 | Creyke Beck | Driffield/Beverley Group | Brett Street | 11 | Northern Powergrid (Yorkshire) plc | Waste | Gas Turbine | No |  | 1.71 | 1.8 | [12 empty] | No | Connected | 2020-09-28 | 1.8 | 1.235 | 1.3 |  |  | 2010-04-01 | N/A | N/A | N/A |  |  | DATA NOT AVAILABLE
2394000107089 | Greens Lane Wind Farm 1 | Greens Lane Wind Farm 1 | Wadworth Hill House | Greens Lane | Burton Pidsea | East Yorkshire | HU12 9EY | England | 524514 | 429710 | Creyke Beck | Driffield/Beverley Group | Burton Pidsea | 11 | Northern Powergrid (Yorkshire) plc | Wind | Onshore Wind Turbines | No |  | 13.6 | 14.316 | [12 empty] | No | Connected | 2020-09-28 | 14.316 | 13.6 | 14.316 |  |  | 2014-09-11 | N/A | N/A | N/A |  |  | DATA NOT AVAILABLE
2394000123276 | Kingspan Ltd | Kingspan Ltd | Widespan Works | Sherburn | Malton | North Yorkshire | YO17 8PQ | England | 496348 | 476946 | Creyke Beck | Driffield/Beverley Group | Butterwick | 11 | Northern Powergrid (Yorkshire) plc | Solar | Photovoltaic | No |  | 3.852 | 4.055 | [12 empty] | Yes | Connected | 2020-09-28 | 4.055 | 3.852 | 4.055 |  |  | 2016-03-22 | N/A | N/A | N/A |  |  | DATA NOT AVAILABLE
2394000098805 | Withernwick Wind Farm | Withernwick Wind Farm | Aldbrough Road | Aldbrough | Hull | East Yorkshire | HU11 4TF | England | 520414 | 440663 | Creyke Beck | Driffield/Beverley Group | Withernwick Windfarm | 66 | Northern Powergrid (Yorkshire) plc | Wind | Onshore Wind Turbines | No |  | 8.2 | 8.632 | [12 empty] | No | Connected | 2020-09-28 | 8.632 | 8.2 | 8.632 |  |  | 2019-01-01 | N/A | N/A | N/A |  |  | 2017-04-07
2394000124400 | Fraisthorpe Wind Farm | Fraisthorpe Wind Farm | Manor Farm | Fraisthorpe | Bridlington | East Yorkshire | Y015 3QT | England | 516002 | 463063 | Creyke Beck | Driffield/Beverley Group | Fraisthorpe Windfarm | 66 | Northern Powergrid (Yorkshire) plc | Wind | Onshore Wind Turbines | No |  | 30.6 | 32.211 | [12 empty] | Yes | Connected | 2020-09-28 | 32.211 | 30.6 | 32.211 |  |  | 2015-11-01 | N/A | N/A | N/A |  |  | DATA NOT AVAILABLE
2394000067550 | Sandhill | Sandhill | Garton Road | Kirkburn | Driffield | East Yorkshire | YO25 9DR | England | 497497 | 454571 | Creyke Beck | Driffield/Beverley Group | Kirkburn | 11 | Northern Powergrid (Yorkshire) plc | Biomass | Steam Turbine | No |  | 3.23 | 3.4 | [12 empty] | No | Connected | 2020-09-28 | 3.4 | 3.126 | 3.291 |  |  | 2011-01-01 | N/A | N/A | N/A |  |  | DATA NOT AVAILABLE
2394000055174 | Lissett Airfield Wind Farm | Lissett Airfield Wind Farm | Lisset Wind Farm | Lisset | Driffield | East Yorkshire | YO25 8QD | England | 512940 | 457562 | Creyke Beck | Driffield/Beverley Group | Lissett Windfarm | 66 | Northern Powergrid (Yorkshire) plc | Wind | Onshore Wind Turbines | No |  | 30 | 31.579 | [12 empty] | Yes | Connected | 2020-09-28 | 31.579 | 30 | 31.579 |  |  | 2009-02-01 | N/A | N/A | N/A |  |  | DATA NOT AVAILABLE
2394000068350 | Catwick Lane Biomass | Catwick Lane Biomass | Catwick Lane | Brandesburton | Driffield | East Yorkshire | YO25 8SA | England | 516963 | 446928 | Creyke Beck | Driffield/Beverley Group | Seaton | 11 | Northern Powergrid (Yorkshire) plc | Biomass | Steam Turbine | No |  | 2.85 | 3 | [12 empty] | No | Connected | 2020-09-28 | 3 | 2.85 | 3 |  |  | 2010-08-01 | N/A | N/A | N/A |  |  | DATA NOT AVAILABLE
2394000132094 | Tansterne Biomass | Tansterne Biomass | Tansterne Road | Aldbrough | Hull | East Yorkshire | HU11 4RD | England | 521886 | 437737 | Creyke Beck | Driffield/Beverley Group | Tansterne Generation | 66 | Northern Powergrid (Yorkshire) plc | Biomass | Steam Turbine | No |  | 22 | 23.158 | [12 empty] | Yes | Connected | 2020-09-28 | 23.158 | 22 | 23.158 |  |  | 2017-03-01 | N/A | N/A | N/A |  |  | DATA NOT AVAILABLE
2394000098805 | Withernwick Wind Farm | Withernwick Wind Farm | Aldbrough Road | Aldbrough | Hull | East Yorkshire | HU11 4TF | England | 520663 | 440685 | Creyke Beck | Driffield/Beverley Group | Withernwick Windfarm | 66 | Northern Powergrid (Yorkshire) plc | Wind | Onshore Wind Turbines | No |  | 18.07 | 19.021 | [12 empty] | Yes | Connected | 2020-09-28 | 19.021 | 18.07 | 19.021 |  |  | 2013-03-06 | N/A | N/A | N/A |  |  | DATA NOT AVAILABLE
2394000132642 | Gibson Lane Wind Farm | Gibson Lane Wind Farm | Gibson Lane | Mleton | North Ferriby | East Yorkshire | HU14 3HH | England | 496944 | 425548 | Creyke Beck | Hull West | Gibson Lane Windfarm | 33 | Northern Powergrid (Yorkshire) plc | Wind | Onshore Wind Turbines | No |  | 4.6 | 4.842 | [12 empty] | No | Connected | 2020-09-28 | 4.842 | 4.6 | 4.842 |  |  | 2017-03-09 | N/A | N/A | N/A |  |  | DATA NOT AVAILABLE
2394000011646 | Humberfield Landfill | Humberfield Landfill | Hull West Substation | A63 Roundabout Boothferry Road | Hull | East Yorkshire | HU13 0JA | England | 501766 | 426158 | Creyke Beck | Hull West | Humberfield Landfill Generation | 33 | Northern Powergrid (Yorkshire) plc | Waste | Gas Turbine | No |  | 3.8 | 4 | [12 empty] | No | Connected | 2020-09-28 | 4 | 3.8 | 4 |  |  | 2012-04-01 | N/A | N/A | N/A |  |  | DATA NOT AVAILABLE
2300000336496 | Hedon Salads Ltd | Hedon Salads Ltd | Main Road | Newport | Brough | East Yorkshire | HU15 2PR | England | 485985 | 430738 | Creyke Beck | Hull West | Newport 1 | 11 | Northern Powergrid (Yorkshire) plc | Fossil Gas | Steam Turbine | Yes |  | 3.86 | 4.063 | [12 empty] | No | Connected | 2020-09-28 | 4.063 | 3.86 | 4.063 |  |  | 2010-04-01 | N/A | N/A | N/A |  |  | DATA NOT AVAILABLE
2300000535750 | Poolbank Salads (Ryding Salads) | Poolbank Salads (Ryding Salads) | Common Lane | Welton | Brough | East Yorkshire | HU15 1PT | England | 494180 | 426367 | Creyke Beck | Hull West | Skillings Lane | 11 | Northern Powergrid (Yorkshire) plc | Waste | Gas Turbine | No |  | 4.095 | 4.311 | [12 empty] | No | Connected | 2020-09-28 | 4.311 | 4.095 | 4.311 |  |  | 2010-04-01 | N/A | N/A | N/A |  |  | DATA NOT AVAILABLE
2394000135003 | APS Growers Ltd | APS Growers Ltd | 111 Stockbridge Road | Elloughton | Brough | East Yorkshire | HU15 1HW | England | 494233 | 428034 | Creyke Beck | Hull West | Skillings Lane | 11 | Northern Powergrid (Yorkshire) plc | Biomass | Steam Turbine | No |  | 3.192 | 3.36 | [12 empty] | No | Connected | 2020-09-28 | 3.36 | 3.192 | 3.36 |  |  | 2017-09-18 | N/A | N/A | N/A |  |  | DATA NOT AVAILABLE
2394000133317 | Gascoigne Wood (Gascgoine Wood SS) STOR | Gascoigne Wood (Gascgoine Wood SS) STOR | Lennerton Lane | Sherburn In Elmet | Leeds | West Yorkshire | LS25 6LH | England | 452428 | 432025 | Drax | Osgodby 1/2 | Gascoigne Wood | 33 | Northern Powergrid (Yorkshire) plc | Fossil Gas | Gas Turbine | No |  | 35 | 36.842 | [12 empty] | Yes | Connected | 2020-09-28 | 36.842 | 35 | 36.842 |  |  | 2018-11-01 | N/A | N/A | N/A |  |  | DATA NOT AVAILABLE
2394000019176 | Stillingfleet Colliery Generation | Stillingfleet Colliery Generation | Stillingfleet Colliery | Strillingfleet | York | North Yorkshire | Y04 6HX | England | 460401 | 440448 | Drax | Osgodby 1/2 | Stillingfleet | 33 | Northern Powergrid (Yorkshire) plc | Waste | Gas Turbine | No |  | 3 | 3.158 | [12 empty] | No | Connected | 2020-09-28 | 3.158 | 6 | 6.316 |  |  | 2008-12-01 | N/A | N/A | N/A |  |  | DATA NOT AVAILABLE
2394000117991 | Whitemoor STOR | Whitemoor STOR | Selby Energy Park | Lowmoor Road | Selby | North Yorkshire | YO8 6EG | England | 466423 | 435761 | Drax | Osgodby 1/2 | Whitemoor | 33 | Northern Powergrid (Yorkshire) plc | Fossil Oil | Engine | No |  | 18 | 18.947 | [12 empty] | No | Connected | 2020-09-28 | 18.947 | 18 | 18.947 |  |  | 2014-10-22 | N/A | N/A | N/A |  |  | DATA NOT AVAILABLE
2394000056521 | Sedalcol Ltd (Whites Recycling) | Sedalcol Ltd (Whites Recycling) | Selby Energy Park | Lowmoor Road | Selby | North Yorkshire | YO8 8EF | England | 462577 | 432562 | Drax | Osgodby 3/4 | Olympia Mills | 11 | Northern Powergrid (Yorkshire) plc | Fossil Gas | Steam Turbine | Yes |  | 3.325 | 3.5 | [12 empty] | No | Connected | 2020-09-28 | 3.5 | 3.325 | 3.5 |  |  | 2010-04-01 | N/A | N/A | N/A |  |  | DATA NOT AVAILABLE
2394000056512 | Sedalcol Ltd (Whites Recycling) | Sedalcol Ltd (Whites Recycling) | Selby Energy Park | Lowmoor Road | Selby | North Yorkshire | YO8 8EF | England | 461788 | 430700 | Drax | Osgodby 3/4 | Selby | 11 | Northern Powergrid (Yorkshire) plc | Fossil Gas | Steam Turbine | Yes |  | 4.75 | 5 | [12 empty] | No | Connected | 2020-09-28 | 5 | 4.75 | 5 |  |  | 2010-08-01 | N/A | N/A | N/A |  |  | DATA NOT AVAILABLE
2394000131338 | Selby STOR | Selby STOR | UNIT 1 B East Common Lane | Barlow | Selby | North Yorkshire | YO8 8GA | England | 463141 | 431422 | Drax | Osgodby 3/4 | Selby STOR | 33 | Northern Powergrid (Yorkshire) plc | Fossil Gas | Gas Turbine | No |  | 16 | 16.842 | [12 empty] | No | Connected | 2020-09-28 | 16.842 | 16 | 16.842 |  |  | 2016-09-01 | N/A | N/A | N/A |  |  | DATA NOT AVAILABLE
2394000097068 | Sixpenny Wood Wind Farm | Sixpenny Wood Wind Farm | Junction B1320 | Spenny Wood Wind Farm | Goole | East Yorkshire | DN14 7XF | England | 479463 | 427816 | Drax | Osgodby 3/4 | Sixpenny Wood Windfarm | 33 | Northern Powergrid (Yorkshire) plc | Wind | Onshore Wind Turbines | No |  | 20.077 | 21.134 | [12 empty] | Yes | Connected | 2020-09-28 | 21.134 | 20.077 | 21.134 |  |  | 2012-11-08 | N/A | N/A | N/A |  |  | DATA NOT AVAILABLE
2394000113278 | Spaldington Airfield Wind Farm | Spaldington Airfield Wind Farm | Spaldington Airfield Wind Farm | Wood Lane | Brind | East Yorkshire | DN14 7NG | England | 472094 | 435021 | Drax | Osgodby 3/4 | Spaldington Airfield Windfarm | 33 | Northern Powergrid (Yorkshire) plc | Wind | Onshore Wind Turbines | No |  | 12.5 | 13.158 | [12 empty] | No | Connected | 2020-09-28 | 13.158 | 12.5 | 13.158 |  |  | 2016-03-01 | N/A | N/A | N/A |  |  | DATA NOT AVAILABLE
2394000051054 | Loftsome Bridge Water Works | Loftsome Bridge Water Works | Loftsome Way | Howden | Google | East Yorkshire | DN14 7SW | England | 476292 | 429220 | Drax | Osgodby 3/4 | Thorpe Road | 0.4 | Northern Powergrid (Yorkshire) plc | Wind | Onshore Wind Turbines | No |  | 2.47 | 2.6 | [12 empty] | No | Connected | 2020-09-28 | 2.6 | 2.47 | 2.6 |  |  | 2010-04-01 | N/A | N/A | N/A |  |  | DATA NOT AVAILABLE
2316510810126 | PowerGen | PowerGen | Wyke Lane | Wyke | Bradford | West Yorkshire | BD12 9BA | England | 418444 | 426207 | Elland | Brighouse 132/33kV | Snelsins Lane | 11 | Northern Powergrid (Yorkshire) plc | Waste | Gas Turbine | No |  | 2.375 | 2.5 | [12 empty] | No | Connected | 2020-09-28 | 2.5 | 1.52 | 1.6 |  |  | 2010-04-01 | N/A | N/A | N/A |  |  | DATA NOT AVAILABLE
2394000109226 | Lower Brighouse WTW | Lower Brighouse WTW | Lower Brighouse WTW | Cooper Bridge Road | Mirfield | West Yorkshire | WF14 0BS | England | 411678 | 416061 | Elland | Thornhill 132kV | Mirfield | 11 | Northern Powergrid (Yorkshire) plc | Fossil Gas | Steam Turbine | Yes |  | 1.5 | 1.579 | [12 empty] | No | Connected | 2021-06-10 | 1.579 | 1.5 | 1.579 |  |  | 2014-08-20 | N/A | N/A | N/A |  |  | DATA NOT AVAILABLE
2326525940037 | Armitage Bridge Mills (John Booke and Sons Holding) | Armitage Bridge Mills (John Booke and Sons Holding) | Technology Park | Armitage Bridge | Huddersfield | West Yorkshire | HD4 7NR | England | 413217 | 411921 | Elland | Lindley | Honley | 0.4 | Northern Powergrid (Yorkshire) plc | Hydro Run of River | Tidel Stream Devices | No |  | 2 | 2.105 | [12 empty] | No | Connected | 2020-09-28 | 2.105 | 2 | 2.105 |  |  | 2010-04-01 | N/A | N/A | N/A |  |  | DATA NOT AVAILABLE
2300000683342 | Sonoco Board Mills | Sonoco Board Mills | Sonoco LTD | Holywell Green | Halifax | West Yorkshire | HX4 9PY | England | 410689 | 416812 | Elland | Lindley | Prospect Road | 11 | Northern Powergrid (Yorkshire) plc | Fossil Gas | Steam Turbine | Yes |  | 3.325 | 3.5 | [12 empty] | No | Connected | 2020-09-28 | 3.5 | 3.325 | 3.5 |  |  | 2010-04-01 | N/A | N/A | N/A |  |  | DATA NOT AVAILABLE
2394000107353 | Todmorden Moor Wind Farm | Todmorden Moor Wind Farm | Wind Farm | Flower Scarr Road | Todmorden | West Yorkshire | OL14 7JB | England | 392406 | 419576 | Elland | Sowerby Bridge 132/33kV | Todmorden Moor Windfarm | 33 | Northern Powergrid (Yorkshire) plc | Wind | Onshore Wind Turbines | No |  | 19.999 | 21.052 | [12 empty] | No | Connected | 2020-09-28 | 21.052 | 19.999 | 21.052 |  |  | 2014-04-30 | N/A | N/A | N/A |  |  | DATA NOT AVAILABLE
2394000086075 | Hazlehead Wind Farm | Hazlehead Wind Farm | Fox Holes Grove | Crow Edge | Sheffield | South Yorkshire | S36 4HN | England | 447256 | 403886 | Elland | Thornhill 132kV | Hazlehead | 11 | Northern Powergrid (Yorkshire) plc | Wind | Onshore Wind Turbines | No |  | 5.7 | 6 | [12 empty] | No | Connected | 2020-09-28 | 6 | 5.7 | 6 |  |  | 2011-10-31 | N/A | N/A | N/A |  |  | DATA NOT AVAILABLE
2300000233666 | Royd Moor Windfarm | Royd Moor Windfarm | Thurlstone | Penistone | Sheffield | South Yorkshire | S36 9NY | England | 420794 | 404583 | Elland | Thornhill 132kV | Hazlehead | 11 | Northern Powergrid (Yorkshire) plc | Wind | Onshore Wind Turbines | No |  | 6.284 | 6.615 | [12 empty] | No | Connected | 2020-09-28 | 6.615 | 6.284 | 6.615 |  |  | 2000-08-01 | N/A | N/A | N/A |  |  | DATA NOT AVAILABLE
2394000069734 | Earlsheaton STW | Earlsheaton STW | Old MILL Yard | Low Mill Road | Ossett | West Yorkshire | WF5 8ND | England | 428670 | 418760 | Skelton Grange | Wakefield North | Milton Place | 0.4 | Northern Powergrid (Yorkshire) plc | Fossil Gas | Gas Turbine | Yes |  | 1.454 | 1.531 | [12 empty] | No | Connected | 2021-05-11 | 1.531 | 1.454 | 1.531 |  |  | 2011-04-19 | N/A | N/A | N/A |  |  | DATA NOT AVAILABLE
2394000094865 | Blackstone Edge Wind Farm | Blackstone Edge Wind Farm | Near | Blackstone Edge | Holmfirth | West Yorkshire | HD9 7TW | England | 416159 | 407393 | Elland | Thornhill 132kV | Scholes | 11 | Northern Powergrid (Yorkshire) plc | Wind | Onshore Wind Turbines | No |  | 5.7 | 6 | [12 empty] | No | Connected | 2020-09-28 | 6 | 5.7 | 6 |  |  | 2012-12-01 | N/A | N/A | N/A |  |  | DATA NOT AVAILABLE
2300000233610 | Thornhill CCGT | Thornhill CCGT | EON UK Cogeneration LTD | Calder Road | Dewsbury | West Yorkshire | WF12 9EA | England | 422895 | 420186 | Elland | Thornhill 132kV | Thornhill Cogen Generation | 33 | Northern Powergrid (Yorkshire) plc | Fossil Gas | Steam Turbine | Yes |  | 47.5 | 50 | [12 empty] | No | Connected | 2020-09-28 | 50 | 55.1 | 58 |  |  | 2000-08-02 | N/A | N/A | N/A |  |  | DATA NOT AVAILABLE
2394000026712 | Grimethorpe Generation | Grimethorpe Generation | Springvale Road | Grimethorpe | Barnsley | South Yorkshire | S72 7 | England | 441029 | 408424 | Ferrybridge A | Ferrybridge A | Grimethorpe | 11 | Northern Powergrid (Yorkshire) plc | Fossil Gas | Gas Turbine | No |  | 5.499 | 5.788 | [12 empty] | No | Connected | 2020-09-28 | 5.788 | 5.499 | 5.788 |  |  | 2010-04-01 | N/A | N/A | N/A |  |  | DATA NOT AVAILABLE
DATA NOT AVAILABLE | Drenl Eggborough | Drenl Eggborough | Eggborough Road | Near A19 Junction | Eggborough | North Yorkshire | DN14 0LD | England | 455689 | 423006 | Ferrybridge A | Ferrybridge A | Hut Green Generation | 66 | Northern Powergrid (Yorkshire) plc | Biomass | Steam Turbine | No |  | 38 | 40 | [12 empty] | No | Accepted to Connect | 2020-09-28 | N/A | N/A | N/A |  |  | N/A | 40 | 38 | 40 |  |  | DATA NOT AVAILABLE
2300000233684 | Monckton Coke and Chemicals | Monckton Coke and Chemicals | Midland Road | Royston | Barnsley | South Yorkshire | S71 4BP | England | 437652 | 412586 | Ferrybridge A | Ferrybridge A | Monckton | 11 | Northern Powergrid (Yorkshire) plc | Fossil Gas | Steam Turbine | Yes |  | 9.5 | 10 | [12 empty] | No | Connected | 2020-09-28 | 10 | 9.5 | 10 |  |  | 2010-04-01 | N/A | N/A | N/A |  |  | DATA NOT AVAILABLE
2394000114661 | Landfill at South Kirkby Colliery | Landfill at South Kirkby Colliery | Hemsworth Road | South Kirkby | Pontefract | West Yorkshire | WF9 3LP | England | 444659 | 410892 | Ferrybridge A | Ferrybridge A | South Kirkby | 11 | Northern Powergrid (Yorkshire) plc | Biomass | Steam Turbine | No |  | 2.4 | 2.526 | [12 empty] | No | Connected | 2020-09-28 | 2.526 | 2.4 | 2.526 |  |  | 2016-09-15 | N/A | N/A | N/A |  |  | DATA NOT AVAILABLE
DATA NOT AVAILABLE | RAF Church Fenton | RAF Church Fenton | RAF Church Fenton | RAF Church Fenton | Tadcaster | North Yorkshire | LS24 9SE | England | 452509 | 437719 | Ferrybridge B | Bramham | Fenton Lane | 11 | Northern Powergrid (Yorkshire) plc | Fossil Gas | Gas Turbine | No |  | 1.04 | 1.095 | [12 empty] | No | Connected | 2020-09-28 | 1.095 | 0.4 | 0.421 |  |  | DATA NOT AVAILABLE | N/A | N/A | N/A |  |  | DATA NOT AVAILABLE
2394000124303 | Hook Moor Wind Farm | Hook Moor Wind Farm | Hook Moor | Aberford | Leeds | West Yorkshire | LS25 3DJ | England | 443921 | 434935 | Ferrybridge B | Bramham | Hook Moor Windfarm | 33 | Northern Powergrid (Yorkshire) plc | Wind | Onshore Wind Turbines | No |  | 9.696 | 10.206 | [12 empty] | No | Connected | 2020-09-28 | 10.206 | 9.696 | 10.206 |  |  | 2015-11-01 | N/A | N/A | N/A |  |  | DATA NOT AVAILABLE
2394000112414 | Kingspan | Kingspan | Hurricane Park | Sherburn In Elmet | Leeds | West Yorkshire | LS25 6NA | England | 451460 | 433207 | Ferrybridge B | Bramham | Sherburn | 11 | Northern Powergrid (Yorkshire) plc | Solar | Photovoltaic | No |  | 3 | 3.158 | [12 empty] | No | Connected | 2020-09-28 | 3.158 | 3 | 3.158 |  |  | 2014-09-12 | N/A | N/A | N/A |  |  | DATA NOT AVAILABLE
2394000125672 | Ash Row Solar | Ash Row Solar | Ash Row 2 Farm | Sherburn In Elmet | Leeds | West Yorkshire | LS25 6JJ | England | 451460 | 433207 | Ferrybridge B | Bramham | Sherburn | 11 | Northern Powergrid (Yorkshire) plc | Solar | Photovoltaic | No |  | 3.75 | 3.947 | [12 empty] | No | Connected | 2020-09-28 | 3.947 | 3.75 | 3.947 |  |  | 2015-11-19 | N/A | N/A | N/A |  |  | 2015-01-01
2380001563528 | Maltings Organic Treatment | Maltings Organic Treatment | Maltings Organic Treatment | Turpin Lane | South Milfrd | North Yorkshire | LS25 5BX | England | 450513 | 431473 | Ferrybridge B | Bramham | Sherburn | 11 | Northern Powergrid (Yorkshire) plc | Fossil Gas | Steam Turbine | Yes |  | 1 | 1.053 | [12 empty] | No | Accepted to Connect | 2020-09-28 | N/A | N/A | N/A |  |  | N/A | 1.053 | 0.5 | 0.526 |  |  | DATA NOT AVAILABLE
2394000052137 | Tadcaster Brewery | Tadcaster Brewery | The Brewery | The Brewery | Tadcaster | North Yorkshire | LS24 9SA | England | 448454 | 442653 | Ferrybridge B | Bramham | Tadcaster | 11 | Northern Powergrid (Yorkshire) plc | Biomass | Steam Turbine | No |  | 4.75 | 5 | [12 empty] | No | Connected | 2020-09-28 | 5 | 4.75 | 5 |  |  | 2009-04-20 | N/A | N/A | N/A |  |  | DATA NOT AVAILABLE
2394000122797 | Wothersome Anaerobic Digestion | Wothersome Anaerobic Digestion | Wothersome Farm | Bramham | Wetherby | West Yorkshire | LS23 6LY | England | 444486 | 441875 | Ferrybridge B | Bramham | Warren Lane | 11 | Northern Powergrid (Yorkshire) plc | Waste | Gas Turbine | No |  | 1.2 | 1.263 | [12 empty] | No | Connected | 2020-09-28 | 1.263 | 1.2 | 1.263 |  |  | 2015-07-07 | N/A | N/A | N/A |  |  | 2015-01-01
2394000039590 | Commonside Lane Power Station | Commonside Lane Power Station | Common Side Lane | Featherstone | Pontefract | West Yorkshire | WF7 5DF | England | 441261 | 420411 | Ferrybridge B | Featherstone | Commonside Lane | 11 | Northern Powergrid (Yorkshire) plc | Fossil Gas | Gas Turbine | No |  | 7.316 | 7.701 | [12 empty] | No | Connected | 2020-09-28 | 7.701 | 7.316 | 7.701 |  |  | 2010-04-01 | N/A | N/A | N/A |  |  | DATA NOT AVAILABLE
DATA NOT AVAILABLE | Premier Way Data Centre DRUPS 1 | Premier Way Data Centre DRUPS 1 | Wakefield Group Data Centre | Normanton Industrial Estate | Normanton | West Yorkshire | WF6 1GY | England | 441235 | 423007 | Ferrybridge B | Featherstone | Premier Way North No 1 | 33 | Northern Powergrid (Yorkshire) plc | Fossil Oil | Engine | No |  | 32 | 33.684 | [12 empty] | No | Connected | 2020-09-28 | 33.684 | 0 | 0 |  |  | DATA NOT AVAILABLE | N/A | N/A | N/A |  |  | DATA NOT AVAILABLE
DATA NOT AVAILABLE | Premier Way Data Centre DRUPS 2 | Premier Way Data Centre DRUPS 2 | Wakefield Group Data Centre | Normanton Industrial Estate | Normanton | West Yorkshire | WF6 1GY | England | 441235 | 423007 | Ferrybridge B | Featherstone | Premier Way North No 2 | 33 | Northern Powergrid (Yorkshire) plc | Fossil Oil | Engine | No |  | 32 | 33.684 | [12 empty] | No | Connected | 2020-09-28 | 33.684 | 0 | 0 |  |  | DATA NOT AVAILABLE | N/A | N/A | N/A |  |  | DATA NOT AVAILABLE
2394000107725 | Prince of Wales Energy Park | Prince of Wales Energy Park | Prince of Wales Energy Park | Skinner Lane | Pontefract | West Yorkshire | WF8 1NA | England | 445497 | 422393 | Ferrybridge B | Featherstone | Prince of Wales | 11 | Northern Powergrid (Yorkshire) plc | Waste | Gas Turbine | No |  | 1.425 | 1.5 | [12 empty] | No | Connected | 2020-09-28 | 1.5 | 1.9 | 2 |  |  | 2013-12-01 | N/A | N/A | N/A |  |  | DATA NOT AVAILABLE
2394000058333 | Welbeck Generation | Welbeck Generation | Welbeck Landfill Site | Boudary Lane | Normanton | West Yorkshire | WF6 2JA | England | 437609 | 421495 | Ferrybridge B | Featherstone | Welbeck Generation | 33 | Northern Powergrid (Yorkshire) plc | Waste | Gas Turbine | No |  | 8 | 8.421 | [12 empty] | No | Connected | 2020-09-28 | 8.421 | 11.97 | 12.6 |  |  | 2009-04-01 | N/A | N/A | N/A |  |  | DATA NOT AVAILABLE
2394000108436 | Whitwood Common Lane | Whitwood Common Lane | Whitwood Common Lane | Commerce Park | Castleford | West Yorkshire | WF10 5TG | England | 440491 | 423988 | Ferrybridge B | Featherstone | Wellington Street | 11 | Northern Powergrid (Yorkshire) plc | Fossil Gas | Steam Turbine | Yes |  | 2.5 | 2.632 | [12 empty] | No | Accepted to Connect | 2020-09-28 | N/A | N/A | N/A |  |  | N/A | 2.632 | 2.5 | 2.632 |  |  | DATA NOT AVAILABLE
2300000974408 | Wheldale Generation | Wheldale Generation | Ex Wheldale Colliery | Glasshoughton | Castleford | West Yorkshire | WF10 2PP | England | 444474 | 426760 | Ferrybridge B | Featherstone | Wheldale Generation | 33 | Northern Powergrid (Yorkshire) plc | Waste | Gas Turbine | No |  | 9.69 | 10.2 | [12 empty] | No | Connected | 2020-09-28 | 10.2 | 10.8 | 11.368 |  |  | 2014-06-27 | N/A | N/A | N/A |  |  | DATA NOT AVAILABLE
2394000111660 | Ferrybridge Multi-Fuel 1 | Ferrybridge Multi-Fuel 1 | Ferrybridge MFE LTD | Kirkhaw Lane | Knottingley | West Yorkshire | WF11 8DX | England | 448216 | 424964 | Ferrybridge B | Fryston Lane | Fryston Lane Direct | 132 | Northern Powergrid (Yorkshire) plc | Waste | Steam Turbine | No |  | 79 | 83.158 | [12 empty] | No | Connected | 2020-09-28 | 83.158 | 79 | 83.158 |  |  | 2015-06-18 | N/A | N/A | N/A |  |  | 1905-07-07
2394000129436 | Kellingley Colliery | Kellingley Colliery | Kellingley Colliery | Turvers Lane | Knottingley | West Yorkshire | WF11 8DT | England | 452874 | 423653 | Ferrybridge B | Kirkhaw Lane | Beal | 11 | Northern Powergrid (Yorkshire) plc | Fossil Gas | Gas Turbine | No |  | 7 | 7.368 | [12 empty] | No | Connected | 2021-06-10 | 7.368 | 7 | 7.368 |  |  | 2016-05-24 | N/A | N/A | N/A |  |  | DATA NOT AVAILABLE
2300000790550 | Castleford CCGT (Hickson and Welsh) | Castleford CCGT (Hickson and Welsh) | Hickson & Welch | Weldon Road | Castleford | West Yorkshire | WF10 2JT | England | 443469 | 426416 | Ferrybridge B | Kirkhaw Lane | Duke Street | 33 | Northern Powergrid (Yorkshire) plc | Fossil Gas | Steam Turbine | Yes |  | 47.5 | 50 | [12 empty] | No | Connected | 2020-09-28 | 50 | 47.5 | 50 |  |  | 2012-04-01 | N/A | N/A | N/A |  |  | DATA NOT AVAILABLE
2300000457730 | Darrington Leys Quarries Export | Darrington Leys Quarries Export | Darrington Leys | Cridling Stubbs | Knottingley | West Yorkshire | WF11 0AH | England | 450156 | 423597 | Ferrybridge B | Kirkhaw Lane | Weeland Road | 11 | Northern Powergrid (Yorkshire) plc | Fossil Gas | Steam Turbine | Yes |  | 1.52 | 1.6 | [12 empty] | No | Connected | 2020-09-28 | 1.6 | 1.52 | 1.6 |  |  | 2000-08-30 | N/A | N/A | N/A |  |  | DATA NOT AVAILABLE
2394000126773 | England Lane | England Lane | Solar Farm A | England Lane/Middle Lane | Knottingley | West Yorkshire | WF11 0BZ | England | 450364 | 423456 | Ferrybridge B | Kirkhaw Lane | Weeland Road | 11 | Northern Powergrid (Yorkshire) plc | Solar | Photovoltaic | No |  | 1.999 | 2.104 | [12 empty] | No | Connected | 2020-09-28 | 2.104 | 1.999 | 2.104 |  |  | 2016-03-01 | N/A | N/A | N/A |  |  | DATA NOT AVAILABLE
2394000135129 | Ferrybridge Multi-Fuel 2 | Ferrybridge Multi-Fuel 2 | Ferrybridge Multifuel | 2 Stranglands Lane | Knottingley | West Yorkshire | WF11 8RA | England | 447769 | 424554 | Ferrybridge B | Ferrybridge Multifuel | Ferrybridge Multifuel Direct | 132 | Northern Powergrid (Yorkshire) plc | Fossil Gas | Steam Turbine | No |  | 77 | 81.053 | [12 empty] | No | Connected | 2021-06-10 | 81.053 | 77 | 81.053 |  |  | 2019-10-23 | N/A | N/A | N/A |  |  | DATA NOT AVAILABLE
2300001084863 | Peckfield Quarry Generation | Peckfield Quarry Generation | Peckfield Quarry | Micklefield | Garforth | West Yorkshire | LS25 4DW | England | 441182 | 433129 | Ferrybridge B | Whinmoor | Ninelands Lane | 11 | Northern Powergrid (Yorkshire) plc | Waste | Gas Turbine | No |  | 4.009 | 4.22 | [12 empty] | No | Connected | 2020-09-28 | 4.22 | 1.9 | 2 |  |  | 2010-04-01 | N/A | N/A | N/A |  |  | DATA NOT AVAILABLE
2394000131773 | Bishopthorpe Windfarm | Bishopthorpe Windfarm | Bishopthorpe Farm | Tetney | Grimsby | Lincolnshire | DN 36 5NU | England | 529405 | 406147 | Grimsby West | Humberston | Bishopthorpe Windfarm | 33 | Northern Powergrid (Yorkshire) plc | Wind | Onshore Wind Turbines | No |  | 20 | 21.053 | [12 empty] | No | Connected | 2020-09-28 | 21.053 | 20 | 21.053 |  |  | 2016-10-12 | N/A | N/A | N/A |  |  | DATA NOT AVAILABLE
2394000110189 | Newton Marsh Sewage Treatment Works | Newton Marsh Sewage Treatment Works | Newton Marsh Lane | Tetney | Grimsby | Lincolnshire | DN36 5LA | England | 530503 | 407390 | Grimsby West | Humberston | Wesley Crescent | 11 | Northern Powergrid (Yorkshire) plc | Wind | Onshore Wind Turbines | No |  | 4.6 | 4.842 | [12 empty] | No | Connected | 2020-09-28 | 4.842 | 4.6 | 4.842 |  |  | 2014-04-01 | N/A | N/A | N/A |  |  | DATA NOT AVAILABLE
2394000132795 | Brocklesby Biogas | Brocklesby Biogas | Crosslands Lane | North Cave | Brough | East Yorkshire | HU15 2PG | England | 488023 | 432271 | Creyke Beck | Hull West | Newport 1 | 11 | Northern Powergrid (Yorkshire) plc | Biomass | Steam Turbine | No |  | 3.56 | 3.747 | [12 empty] | Yes | Connected | 2020-09-28 | 3.747 | 3.56 | 3.747 |  |  | 2016-12-23 | N/A | N/A | N/A |  |  | DATA NOT AVAILABLE
2394000011502 | Immingham Landfill Generation | Immingham Landfill Generation | Waste Recycling Group | Queens Road | Immingham | Lincolnshire | DN40 1QR | England | 520295 | 414324 | Grimsby West | Immingham | Immingham Landfill Generation | 33 | Northern Powergrid (Yorkshire) plc | Waste | Gas Turbine | No |  | 4 | 4.211 | [12 empty] | No | Connected | 2020-09-28 | 4.211 | 4 | 4.211 |  |  | 2012-04-01 | N/A | N/A | N/A |  |  | DATA NOT AVAILABLE
2394000130965 | UK Capacity Reserve | UK Capacity Reserve | Greenpark Energy Site | Kings Road | Immingham | Lincolnshire | DN40 1AL | England | 519245 | 415203 | Grimsby West | Immingham | Kings Road Generation | 33 | Northern Powergrid (Yorkshire) plc | Fossil Oil | Engine | No |  | 24 | 25.263 | [12 empty] | Yes | Connected | 2020-09-28 | 25.263 | 24 | 25.263 |  |  | 2017-01-06 | N/A | N/A | N/A |  |  | DATA NOT AVAILABLE
2300000233912 | Lindsey Oil Refinery | Lindsey Oil Refinery | Eastfield Road | North Killingholme | Immingham | Lincolnshire | DN40 3LW | England | 515313 | 417693 | Grimsby West | Immingham | Lindsey Oil Refinery 1A_1B | 33 | Northern Powergrid (Yorkshire) plc | Fossil Gas | Steam Turbine | Yes |  | 39 | 41.053 | [12 empty] | No | Connected | 2020-09-28 | 41.053 | 31.5 | 33.158 |  |  | 2001-11-15 | N/A | N/A | N/A |  |  | DATA NOT AVAILABLE
2300000880975 | Cristal Pigments Ltd | Cristal Pigments Ltd | Leondell Chemicals | Laporte Road | Stallingborough | Lincolnshire | DN40 2PR | England | 519670 | 414676 | Grimsby West | Immingham | Millennium Inorganic Chemicals | 33 | Northern Powergrid (Yorkshire) plc | Fossil Gas | Steam Turbine | Yes |  | 20 | 21.053 | [12 empty] | No | Connected | 2020-09-28 | 21.053 | 0 | 0 |  |  | 2012-04-01 | N/A | N/A | N/A |  |  | DATA NOT AVAILABLE
2394000016166 | Synthomer, South Marsh Road | Synthomer, South Marsh Road | South Marsh Road | Stallingborough | Grimsby | Lincolnshire | DN41 8DB | England | 519670 | 414676 | Grimsby West | Immingham | Queens Road | 11 | Northern Powergrid (Yorkshire) plc | Fossil Gas | Steam Turbine | Yes |  | 2.375 | 2.5 | [12 empty] | No | Connected | 2020-09-28 | 2.5 | 2.375 | 2.5 |  |  | 2010-04-01 | N/A | N/A | N/A |  |  | DATA NOT AVAILABLE
2394000112200 | Pyewipe S.T.W | Pyewipe S.T.W | Pyewipe S.T.W | Moody Lane | Grimsby | Lincolnshire | DN31 2SY | England | 525369 | 411140 | Grimsby West | Yarborough Road 132/33kV | BTP | 11 | Northern Powergrid (Yorkshire) plc | Fossil Gas | Steam Turbine | Yes |  | 1.9 | 2 | [12 empty] | No | Connected | 2020-09-28 | 2 | 1.9 | 2 |  |  | 2014-04-15 | N/A | N/A | N/A |  |  | DATA NOT AVAILABLE
2300000233930 | Novartis Grimsby Ltd | Novartis Grimsby Ltd | Novartis Grimsby LTD | Pyewipe | Grimsby | Lincolnshire | DN31 2SR | England | 524023 | 410339 | Grimsby West | Yarborough Road 132/33kV | Great Coates | 11 | Northern Powergrid (Yorkshire) plc | Fossil Gas | Steam Turbine | Yes |  | 7.98 | 8.4 | [12 empty] | No | Connected | 2020-09-28 | 8.4 | 7.98 | 8.4 |  |  | 2000-07-24 | N/A | N/A | N/A |  |  | DATA NOT AVAILABLE
2394000096152 | Pyewipe Farm | Pyewipe Farm | Pyewipe Farm | Aylesby Road | Great Coates | Lincolnshire | DN37 9NU | England | 524023 | 410339 | Grimsby West | Yarborough Road 132/33kV | Scartho | 11 | Northern Powergrid (Yorkshire) plc | Wind | Onshore Wind Turbines | No |  | 1.378 | 1.451 | [12 empty] | No | Connected | 2020-09-28 | 1.451 | 1.378 | 1.451 |  |  | 2012-08-06 | N/A | N/A | N/A |  |  | DATA NOT AVAILABLE
MSID_7377 | Grimsby CHP (Ex-Huntsman Tioxide) (Connected) | Grimsby CHP (Ex-Huntsman Tioxide) (Connected) | Grimsby CHP | Moody Lane | Grimsby | Lincolnshire | DN31 2SW | England | 525334 | 409323 | Grimsby West | Yarborough Road 132/33kV | Tioxide 1/2 | 33 | Northern Powergrid (Yorkshire) plc | Fossil Gas | Steam Turbine | Yes |  | 20 | 21.053 | [12 empty] | No | Connected | 2020-09-28 | 21.053 | 20 | 21.053 |  |  | 2001-09-01 | N/A | N/A | N/A |  |  | DATA NOT AVAILABLE
DATA NOT AVAILABLE | Grimsby CHP (Ex-Huntsman Tioxide) (Accepted) | Grimsby CHP (Ex-Huntsman Tioxide) (Accepted) | Grimsby CHP | Moody Lane | Grimsby | Lincolnshire | DN31 2SW | England | 525643 | 411469 | Grimsby West | Yarborough Road 132/33kV | Tioxide 1/2 | 33 | Northern Powergrid (Yorkshire) plc | Fossil Gas | Steam Turbine | Yes |  | 2 | 2.105 | [12 empty] | No | Accepted to Connect | 2020-09-28 | N/A | N/A | N/A |  |  | N/A | 2.105 | 2 | 2.105 |  |  | DATA NOT AVAILABLE
2300000914269 | Cofely (GDF Suez) Power Station, Ex-Humber Energy/Bluestar/Courtaulds Powerhouse, Grimsby | Cofely (GDF Suez) Power Station, Ex-Humber Energy/Bluestar/Courtaulds Powerhouse, Grimsby | South Humberside Industrial Estate | Great Coates | Grimsby | Lincolnshire | DN31 2SE | England | 525345 | 409357 | Grimsby West | Yarborough Road 132/33kV | Yarborough Road 33/11kV | 11 | Northern Powergrid (Yorkshire) plc | Fossil Gas | Steam Turbine | Yes |  | 48.82 | 51.389 | [12 empty] | No | Connected | 2020-09-28 | 51.389 | 6.5 | 6.842 |  |  | 2010-04-01 | N/A | N/A | N/A |  |  | DATA NOT AVAILABLE
2300000233986 | Pentex (East Midlands) Generation | Pentex (East Midlands) Generation | Corringham Road IND Estate | Corringham Road | Gainsborough | Lincolnshire | DN21 1QB | England | 482683 | 390577 | Keadby | Blyton | Corringham Road | 11 | Northern Powergrid (Yorkshire) plc | Fossil Gas | Steam Turbine | Yes |  | 2.85 | 3 | [12 empty] | No | Connected | 2020-09-28 | 3 | 2.375 | 2.5 |  |  | 2010-04-01 | N/A | N/A | N/A |  |  | DATA NOT AVAILABLE
DATA NOT AVAILABLE | Eminox Limited | Eminox Limited | Eminox Limited | Miller Road | Gainsborough | Lincolnshire | DN21 1QB | England | 483460 | 390213 | Keadby | Blyton | Corringham Road | 11 | Northern Powergrid (Yorkshire) plc | Fossil Gas | Gas Turbine | No |  | 1.5 | 1.579 | [12 empty] | No | Connected | 2020-09-28 | 1.579 | 1.5 | 1.579 |  |  | DATA NOT AVAILABLE | N/A | N/A | N/A |  |  | DATA NOT AVAILABLE
2394000124001 | Hemswell Biogas Ltd | Hemswell Biogas Ltd | Hemswell Business Park | Hemswell Cliff | Gainsborough | Lincolnshire | DN21 5TU | England | 492605 | 390272 | Keadby | Blyton | Harpswell | 11 | Northern Powergrid (Yorkshire) plc | Biomass | Steam Turbine | No |  | 3 | 3.158 | [12 empty] | No | Connected | 2020-09-28 | 3.158 | 3 | 3.158 |  |  | 2015-12-11 | N/A | N/A | N/A |  |  | 2015-01-01
DATA NOT AVAILABLE | Evolve Polymers | Evolve Polymers | Hemswell Business Park | Hemswell | Gainsborough | Lincolnshire | DN21 5TU | England | 494919 | 391068 | Keadby | Blyton | Harpswell | 11 | Northern Powergrid (Yorkshire) plc | Fossil Gas | Gas Turbine | No |  | 1.1 | 1.158 | [12 empty] | No | Accepted to Connect | 2020-09-28 | N/A | N/A | N/A |  |  | N/A | 1.158 | 0 | 0 |  |  | 2016-06-09
2394000124001 | 1800kVA increase at Hemswell Biogas Ltd | 1800kVA increase at Hemswell Biogas Ltd | Hemswell Business Park | Hemswell | Gainsborough | Lincolnshire | DN21 5TU | England | 494919 | 391068 | Keadby | Blyton | Harpswell | 11 | Northern Powergrid (Yorkshire) plc | Biomass | Steam Turbine | No |  | 1.8 | 1.895 | [12 empty] | No | Connected | 2020-09-28 | 1.895 | 1.8 | 1.895 |  |  | 2017-01-10 | N/A | N/A | N/A |  |  | DATA NOT AVAILABLE
2394000127457 | Danes Farm Solar Farm | Danes Farm Solar Farm | Stow Park Road | Stow | Lincoln | Lincolnshire | LN1 2AJ | England | 486890 | 381360 | Keadby | Blyton | Stow | 11 | Northern Powergrid (Yorkshire) plc | Solar | Photovoltaic | No |  | 8.55 | 9 | [12 empty] | No | Connected | 2020-09-28 | 9 | 8.55 | 9 |  |  | 2016-02-01 | N/A | N/A | N/A |  |  | DATA NOT AVAILABLE
2394000085391 | Stow Solar Farm | Stow Solar Farm | Stow Park Road | Stow | Lincoln | Lincolnshire | LN1 2AJ | England | 487063 | 381433 | Keadby | Blyton | Stow | 11 | Northern Powergrid (Yorkshire) plc | Solar | Photovoltaic | No |  | 1.188 | 1.251 | [12 empty] | No | Connected | 2020-09-28 | 1.251 | 1.188 | 1.251 |  |  | 2011-09-01 | N/A | N/A | N/A |  |  | DATA NOT AVAILABLE
2394000111698 | Hall Water Treatment Works | Hall Water Treatment Works | Hall W.T.W | Collingham Road | Lincoln | Lincolnshire | LN1 2LL | England | 487063 | 381433 | Keadby | Blyton | Stow | 11 | Northern Powergrid (Yorkshire) plc | Fossil Gas | Steam Turbine | Yes |  | 1.596 | 1.68 | [12 empty] | No | Connected | 2020-09-28 | 1.68 | 0.8 | 0.842 |  |  | 2014-04-15 | N/A | N/A | N/A |  |  | DATA NOT AVAILABLE
2376571135012 | Newton on Trent Water Works | Newton on Trent Water Works | Newton on Trent Waterworks | Dunham Road | Newton On Trent | Lincolnshire | LN1 2JT | England | 482996 | 375365 | Keadby | Blyton | Stow | 11 | Northern Powergrid (Yorkshire) plc | Fossil Gas | Gas Turbine | No |  | 3.1 | 3.263 | [12 empty] | No | Accepted to Connect | 2020-09-28 | N/A | N/A | N/A |  |  | N/A | 3.263 | 0 | 0 |  |  | DATA NOT AVAILABLE
MSID_0645 | TATA Steel | TATA Steel | Longs Steel UK | Brigg Road | Scunthorpe | Lincolnshire | DN16 1BP | England | 482816 | 411914 | Keadby | Broughton | Broughton Direct | 33 | Northern Powergrid (Yorkshire) plc | Fossil Gas | Steam Turbine | Yes |  | 123.3 | 129.789 | [12 empty] | Yes | Connected | 2020-09-28 | 129.789 | 20 | 21.053 |  |  | 2016-10-01 | N/A | N/A | N/A |  |  | DATA NOT AVAILABLE
2394000102693 | Keadby Wind Farm | Keadby Wind Farm | North Moor Farm | Keadby | Scunthorpe | Lincolnshire | DN17 3EL | England | 482816 | 411914 | Keadby | Keadby Windfarm | Keadby Windfarm Direct | 132 | Northern Powergrid (Yorkshire) plc | Wind | Onshore Wind Turbines | No |  | 78 | 82.105 | [12 empty] | No | Connected | 2020-09-28 | 82.105 | 78 | 82.105 |  |  | 2013-09-05 | N/A | N/A | N/A |  |  | DATA NOT AVAILABLE
2394000118693 | Brigg Biomass | Brigg Biomass | Former Sugar Beet Factory | Scawby Brook | Brigg | Lincolnshire | DN20 9LT | England | 499223 | 405692 | Keadby | Santon | Brigg Biomass Generation | 33 | Northern Powergrid (Yorkshire) plc | Biomass | Steam Turbine | No |  | 40 | 42.105 | [12 empty] | No | Connected | 2020-09-28 | 42.105 | 40 | 42.105 |  |  | 2015-06-01 | N/A | N/A | N/A |  |  | DATA NOT AVAILABLE
2394000016040 | Roxby Landfill | Roxby Landfill | Roxby Landfill Generation | Winterton Road Roxby | Scunthorpe | Lincolnshire | DN15 0BD | England | 490852 | 416361 | Keadby | Santon | Roxby | 11 | Northern Powergrid (Yorkshire) plc | Waste | Gas Turbine | No |  | 8.001 | 8.422 | [12 empty] | No | Connected | 2020-09-28 | 8.422 | 8.001 | 8.422 |  |  | 2010-04-01 | N/A | N/A | N/A |  |  | 2014-02-11
2300000843565 | Winterton Landfill | Winterton Landfill | Coleby Road | West Halton | Scunthorpe | Lincolnshire | DN15 9AP | England | 497090 | 420430 | Keadby | Santon | South Ferriby | 11 | Northern Powergrid (Yorkshire) plc | Waste | Gas Turbine | No |  | 2.375 | 2.5 | [12 empty] | No | Connected | 2020-09-28 | 2.5 | 2.375 | 2.5 |  |  | 2001-03-27 | N/A | N/A | N/A |  |  | DATA NOT AVAILABLE
2394000061169 | Melton Ross Quarries | Melton Ross Quarries | Singleton Birch LTD | Melton Ross Quarries | Barnetby | Lincolnshire | DN38 6AE | England | 502564 | 408203 | Keadby | Santon | Wrawby | 11 | Northern Powergrid (Yorkshire) plc | Waste | Steam Turbine | No |  | 4 | 4.211 | [12 empty] | No | Connected | 2020-09-28 | 4.211 | 2.8 | 2.947 |  |  | 2009-08-12 | N/A | N/A | N/A |  |  | DATA NOT AVAILABLE
MSID_7020 | Centrica Glanford Brigg Power Station | Centrica Glanford Brigg Power Station | Brigg Power Station | Scawby | Brigg | Lincolnshire | DN20 9LT | England | 499223 | 405692 | Keadby | Scawby Brook | Scawby Brook Direct | 132 | Northern Powergrid (Yorkshire) plc | Fossil Gas | Gas Turbine | No |  | 190.95 | 201 | [12 empty] | No | Connected | 2021-06-10 | 201 | 99.9 | 105.158 |  |  | DATA NOT AVAILABLE | N/A | N/A | N/A |  |  | DATA NOT AVAILABLE
2394000056790 | Bagmoor Wind Farm | Bagmoor Wind Farm | Bagmoor Wind Farm | Normanby | Scunthorpe | Lincolnshire | DN15 9HU | England | 488824 | 415070 | Keadby | Scunthorpe North | Bagmoor Windfarm | 33 | Northern Powergrid (Yorkshire) plc | Wind | Onshore Wind Turbines | No |  | 16 | 16.842 | [12 empty] | No | Connected | 2020-09-28 | 16.842 | 16 | 16.842 |  |  | 2009-05-01 | N/A | N/A | N/A |  |  | DATA NOT AVAILABLE
2394000135305 | Marden Power Plant | Marden Power Plant | Bessemer Way | Sawcliffe Industrial Estate | Scunthorpe | Lincolnshire | DN15 8XE | England | 489807 | 412449 | Keadby | Scunthorpe North | Marden Power | 33 | Northern Powergrid (Yorkshire) plc | Fossil Gas | Gas Turbine | No |  | 20 | 21.053 | [12 empty] | No | Connected | 2020-09-28 | 21.053 | 20 | 21.053 |  |  | 2017-10-07 | N/A | N/A | N/A |  |  | 2016-06-13
2300000457410 | Fibrogen | Fibrogen | Fibrogen LTD | 8th Avenue Flixborough Industrial Estate | Scunthorpe | Lincolnshire | DN15 8SJ | England | 486078 | 414946 | Keadby | Scunthorpe North | Fibrogen | 33 | Northern Powergrid (Yorkshire) plc | Biomass | Steam Turbine | No |  | 16.15 | 17 | [12 empty] | No | Connected | 2020-09-28 | 17 | 16.15 | 17 |  |  | 2000-04-04 | N/A | N/A | N/A |  |  | DATA NOT AVAILABLE
2394000122500 | Grange Wind Farm | Grange Wind Farm | Grange Wind Farm | Flixborough | Scunthorpe | Lincolnshire | DN15 8RY | England | 487630 | 417756 | Keadby | Scunthorpe North | Grange Windfarm | 33 | Northern Powergrid (Yorkshire) plc | Wind | Onshore Wind Turbines | No |  | 12.171 | 12.812 | [12 empty] | No | Connected | 2020-09-28 | 12.812 | 12.171 | 12.812 |  |  | 2015-10-20 | N/A | N/A | N/A |  |  | DATA NOT AVAILABLE
2394000115841 | Lebus Upholstry | Lebus Upholstry | Dunlop Way | Queensway Industrial Estate | Scunthorpe | Lincolnshire | DN16 3RN | England | 489986 | 411154 | Keadby | Scunthorpe North | Station Road | 11 | Northern Powergrid (Yorkshire) plc | Solar | Photovoltaic | No |  | 1 | 1.053 | [12 empty] | No | Connected | 2020-09-28 | 1.053 | 1 | 1.053 |  |  | 2014-09-17 | N/A | N/A | N/A |  |  | DATA NOT AVAILABLE
DATA NOT AVAILABLE | Warren Lane Photovoltaic | Warren Lane Photovoltaic | Warren Solar Park | Normanby Road | Scunthorpe | Lincolnshire | DN15 9BF | England | 489335 | 412604 | Keadby | Scunthorpe North | Warren Solar | 33 | Northern Powergrid (Yorkshire) plc | Solar | Photovoltaic | No |  | 38 | 40 | [12 empty] | No | Accepted to Connect | 2020-09-28 | N/A | N/A | N/A |  |  | N/A | 40 | 38 | 40 |  |  | 2014-10-01
2394000129589 | Raventhorpe Solar PV | Raventhorpe Solar PV | Solar Farm | Raventhorpe Farm | Scunthorpe | Lincolnshire | DN16 3RH | England | 494191 | 407663 | Keadby | Scunthorpe South | Raventhorpe Solar | 33 | Northern Powergrid (Yorkshire) plc | Solar | Photovoltaic | No |  | 34.295 | 36.1 | [12 empty] | No | Connected | 2020-09-28 | 36.1 | 34.265 | 36.068 |  |  | 2016-08-24 | N/A | N/A | N/A |  |  | DATA NOT AVAILABLE
DATA NOT AVAILABLE | Sweeting Thorns (Sandy Vale Solar) | Sweeting Thorns (Sandy Vale Solar) | Sweeting Thorns | Holme | Scunthorpe | Lincolnshire | DN16 3RF | England | 492226 | 406785 | Keadby | Scunthorpe South | Sweeting Thorns Solar | 33 | Northern Powergrid (Yorkshire) plc | Solar | Photovoltaic | No |  | 35 | 36.842 | [12 empty] | No | Accepted to Connect | 2020-09-28 | N/A | N/A | N/A |  |  | N/A | 36.842 | 35 | 36.842 |  |  | 2014-08-01
2394000047581 | Fen Farm Wind Farm | Fen Farm Wind Farm | Wind Farm 1 | Fen Lane | Conisholme Louth | Lincolnshire | LN11 7LU | England | 538406 | 394178 | Keadby | Wold Newton | Fen Farm Windfarm | 33 | Northern Powergrid (Yorkshire) plc | Wind | Onshore Wind Turbines | No |  | 17 | 17.895 | [12 empty] | Yes | Connected | 2020-09-28 | 17.895 | 17 | 17.895 |  |  | 2011-06-11 | N/A | N/A | N/A |  |  | DATA NOT AVAILABLE
2394000124767 | Yarburgh Grove Renewable Energy Station | Yarburgh Grove Renewable Energy Station | Yarburgh Grove Farm | Yarburgh | Louth | Lincolnshire | LN11 0NU | England | 534142 | 388598 | Keadby | Wold Newton | Keddington Road | 11 | Northern Powergrid (Yorkshire) plc | Solar | Photovoltaic | No |  | 7.5 | 7.895 | [12 empty] | No | Connected | 2020-09-28 | 7.895 | 7.5 | 7.895 |  |  | 2015-09-12 | N/A | N/A | N/A |  |  | 2015-01-01
2394000123434 | Gayton Le Marsh Wind Farm | Gayton Le Marsh Wind Farm | Carlton Grange | Saltfleetby | Louth | Lincolnshire | LN11 7TX | England | 543696 | 387467 | Keadby | Wold Newton | Gayton le Marsh Windfarm | 33 | Northern Powergrid (Yorkshire) plc | Wind | Onshore Wind Turbines | No |  | 16.4 | 17.263 | [12 empty] | Yes | Connected | 2020-09-28 | 17.263 | 16.4 | 17.263 |  |  | 2015-10-15 | N/A | N/A | N/A |  |  | DATA NOT AVAILABLE
2394000126541 | High Leas Solar Farm | High Leas Solar Farm | High Leas Farm | South Reston | Louth | Lincolnshire | LN11 8PJ | England | 540831 | 382762 | Keadby | Wold Newton | South Reston | 11 | Northern Powergrid (Yorkshire) plc | Solar | Photovoltaic | No |  | 5 | 5.263 | [12 empty] | No | Connected | 2020-09-28 | 5.263 | 5 | 5.263 |  |  | 2015-12-21 | N/A | N/A | N/A |  |  | 2015-01-01
DATA NOT AVAILABLE | Barclays Mill Shaw Court Standby Generator | Barclays Mill Shaw Court Standby Generator | Mill Shaw Court | Gloval Avenue | Leeds | West Yorkshire | LS11 8AN | England | 428249 | 429896 | Kirkstall B | Beeston Royds 132/33kV | Beeston Royds 33/11kV | 11 | Northern Powergrid (Yorkshire) plc | Fossil Oil | Engine | No |  | 1.6 | 1.684 | [12 empty] | No | Connected | 2020-09-28 | 1.684 | 0 | 0 |  |  | 2017-01-01 | N/A | N/A | N/A |  |  | 2015-09-22
2394000132847 | Beeston Royds STOR | Beeston Royds STOR | Beeston Royds | Unit 5 Brown Lane | Leeds | West Yorkshire | LS12 6BF | England | 428213 | 431954 | Kirkstall B | Beeston Royds 132/33kV | Beeston Royds 6/7 | 11 | Northern Powergrid (Yorkshire) plc | Other | Other | No |  | 2 | 2.105 | [12 empty] | No | Connected | 2020-09-28 | 2.105 | 2 | 2.105 |  |  | DATA NOT AVAILABLE | N/A | N/A | N/A |  |  | DATA NOT AVAILABLE
DATA NOT AVAILABLE | Broom Energy Ltd | Broom Energy Ltd | DATA NOT AVAILABLE | DATA NOT AVAILABLE | DATA NOT AVAILABLE | DATA NOT AVAILABLE | DATA NOT AVAILABLE | England | 430075 | 428440 | Kirkstall B | Beeston Royds 132/33kV | Middleton Town Street | 11 | Northern Powergrid (Yorkshire) plc | Other | Other | No |  | 1 | 1.053 | [12 empty] | No | Connected | 2020-09-28 | 1.053 | 1 | 1.053 |  |  | DATA NOT AVAILABLE | N/A | N/A | N/A |  |  | DATA NOT AVAILABLE
DATA NOT AVAILABLE | Shaw Lane Landfill | Shaw Lane Landfill | DATA NOT AVAILABLE | DATA NOT AVAILABLE | DATA NOT AVAILABLE | DATA NOT AVAILABLE | DATA NOT AVAILABLE | England | 426165 | 427536 | Kirkstall B | Beeston Royds 132/33kV | Morley | 11 | Northern Powergrid (Yorkshire) plc | Other | Other | No |  | 1.48 | 1.558 | [12 empty] | No | Connected | 2020-09-28 | 1.558 | 1.48 | 1.558 |  |  | DATA NOT AVAILABLE | N/A | N/A | N/A |  |  | DATA NOT AVAILABLE
DATA NOT AVAILABLE | Marshall Clay Products | Marshall Clay Products | DATA NOT AVAILABLE | DATA NOT AVAILABLE | DATA NOT AVAILABLE | DATA NOT AVAILABLE | DATA NOT AVAILABLE | England | 426736 | 424809 | Kirkstall B | Beeston Royds 132/33kV | Tingley | 11 | Northern Powergrid (Yorkshire) plc | Wind | Onshore Wind Turbines | No |  | 2.5 | 2.632 | [12 empty] | No | Connected | 2020-09-28 | 2.632 | 2.5 | 2.632 |  |  | DATA NOT AVAILABLE | N/A | N/A | N/A |  |  | DATA NOT AVAILABLE
2394000133840 | Leeds Uni/Hospital Generating Station Complex | Leeds Uni/Hospital Generating Station Complex | DATA NOT AVAILABLE | DATA NOT AVAILABLE | DATA NOT AVAILABLE | DATA NOT AVAILABLE | DATA NOT AVAILABLE | England | 427157 | 434571 | Kirkstall B | Kirkstall C 2/5 | University Clarendon Way | 33 | Northern Powergrid (Yorkshire) plc | Fossil Gas | Steam Turbine | Yes |  | 15 | 15.789 | [12 empty] | No | Connected | 2020-09-28 | 15.789 | 15 | 15.789 |  |  | 2017-08-10 | N/A | N/A | N/A |  |  | DATA NOT AVAILABLE
2394000027948 | Parkwood Landfill | Parkwood Landfill | DATA NOT AVAILABLE | DATA NOT AVAILABLE | DATA NOT AVAILABLE | DATA NOT AVAILABLE | DATA NOT AVAILABLE | England | 434117 | 389038 | Neepsend | Neepsend | Penistone Road | 11 | Northern Powergrid (Yorkshire) plc | Waste | Gas Turbine | No |  | 5 | 5.263 | [12 empty] | No | Connected | 2020-09-28 | 5.263 | 2.5 | 2.632 |  |  | 2010-04-01 | N/A | N/A | N/A |  |  | DATA NOT AVAILABLE
DATA NOT AVAILABLE | Easington (Centrica Storage Ltd) Intermittent Generation | Easington (Centrica Storage Ltd) Intermittent Generation | DATA NOT AVAILABLE | DATA NOT AVAILABLE | DATA NOT AVAILABLE | DATA NOT AVAILABLE | DATA NOT AVAILABLE | England | 539887 | 420308 | Saltend North | Hull East 132/33kV | Easington | 11 | Northern Powergrid (Yorkshire) plc | Other | Other | No |  | 3.6 | 3.789 | [12 empty] | No | Connected | 2020-09-28 | 3.789 | 0 | 0 |  |  | DATA NOT AVAILABLE | N/A | N/A | N/A |  |  | DATA NOT AVAILABLE
DATA NOT AVAILABLE | BP Intermittent Generation | BP Intermittent Generation | DATA NOT AVAILABLE | DATA NOT AVAILABLE | DATA NOT AVAILABLE | DATA NOT AVAILABLE | DATA NOT AVAILABLE | England | 539887 | 420308 | Saltend North | Hull East 132/33kV | Easington | 11 | Northern Powergrid (Yorkshire) plc | Other | Other | No |  | 2.5 | 2.632 | [12 empty] | No | Connected | 2020-09-28 | 2.632 | 0 | 0 |  |  | DATA NOT AVAILABLE | N/A | N/A | N/A |  |  | DATA NOT AVAILABLE
DATA NOT AVAILABLE | British Gas | British Gas | DATA NOT AVAILABLE | DATA NOT AVAILABLE | DATA NOT AVAILABLE | DATA NOT AVAILABLE | DATA NOT AVAILABLE | England | 539887 | 420308 | Saltend North | Hull East 132/33kV | Easington | 11 | Northern Powergrid (Yorkshire) plc | Fossil Gas | Gas Turbine | No |  | 12 | 12.632 | [12 empty] | No | Connected | 2020-09-28 | 12.632 | 0 | 0 |  |  | DATA NOT AVAILABLE | N/A | N/A | N/A |  |  | DATA NOT AVAILABLE
2394000108091 | The Limes Wind Farm | The Limes Wind Farm | The Limes Windfarm | Staithes Road | Preston | Lincolnshire | HU12 8DX | England | 515173 | 429444 | Saltend North | Hull East 132/33kV | Hull East 33/11kV | 11 | Northern Powergrid (Yorkshire) plc | Wind | Onshore Wind Turbines | No |  | 1.425 | 1.5 | [12 empty] | No | Connected | 2020-09-28 | 1.5 | 1.425 | 1.5 |  |  | 2014-10-27 | N/A | N/A | N/A |  |  | DATA NOT AVAILABLE
2394000134668 | Sunrise Renewables | Sunrise Renewables | Northern Gateway Biomass | King George Dock | Hull | East Yorkshire | HU9 5PS | England | 515204 | 429458 | Saltend North | Hull East 132/33kV | Northern Gateway Biomass | 33 | Northern Powergrid (Yorkshire) plc | Fossil Gas | Gas Turbine | No |  | 10 | 10.526 | [12 empty] | No | Connected | 2020-09-28 | 10.526 | 10 | 10.526 |  |  | DATA NOT AVAILABLE | N/A | N/A | N/A |  |  | DATA NOT AVAILABLE
2300000542785 | Mill Lane Nurseries | Mill Lane Nurseries | Ottringham Road | Keyingham | Hull | East Yorkshire | HU12 9RX | England | 525526 | 425412 | Saltend North | Hull East 132/33kV | Ottringham Road | 11 | Northern Powergrid (Yorkshire) plc | Fossil Gas | Steam Turbine | Yes |  | 15 | 15.789 | [12 empty] | No | Connected | 2020-09-28 | 15.789 | 15 | 15.789 |  |  | 2010-04-01 | N/A | N/A | N/A |  |  | DATA NOT AVAILABLE
2300001007256 | Out Newton Wind Farm | Out Newton Wind Farm | Newton Windcluster | Southfield Farm | Hull | East Yorkshire | HU 11 | England | 538574 | 421153 | Saltend North | Hull East 132/33kV | Out Newton Windfarm | 33 | Northern Powergrid (Yorkshire) plc | Wind | Onshore Wind Turbines | No |  | 9.1 | 9.579 | [12 empty] | Yes | Connected | 2020-09-28 | 9.579 | 9.1 | 9.579 |  |  | 2002-01-17 | N/A | N/A | N/A |  |  | DATA NOT AVAILABLE
2394000110462 | Far Marsh Wind Farm | Far Marsh Wind Farm | Marsh Farm | Ottringham | Hull | East Yorkshire | HU12 0AN | England | 527582 | 424228 | Saltend North | Hull East 132/33kV | Patrington Road | 11 | Northern Powergrid (Yorkshire) plc | Wind | Onshore Wind Turbines | No |  | 1.425 | 1.5 | [12 empty] | No | Connected | 2020-09-28 | 1.5 | 1.425 | 1.5 |  |  | 2015-09-04 | N/A | N/A | N/A |  |  | 2015-01-01
2394000103999 | Ottringham Solar Farm (Patrington Road) | Ottringham Solar Farm (Patrington Road) | Patrington Road | Ottringham | Hull | East Yorkshire | HU12 0AD | England | 527582 | 424228 | Saltend North | Hull East 132/33kV | Patrington Road | 11 | Northern Powergrid (Yorkshire) plc | Solar | Photovoltaic | No |  | 4.75 | 5 | [12 empty] | No | Connected | 2020-09-28 | 5 | 4.75 | 5 |  |  | 2014-08-08 | N/A | N/A | N/A |  |  | DATA NOT AVAILABLE
2394000095804 | Roos Wind Farm | Roos Wind Farm | Roos Wind Farm | Rectory Road | Roos | East Yorkshire | HU12 0LA | England | 527465 | 429498 | Saltend North | Hull East 132/33kV | Roos Windfarm | 33 | Northern Powergrid (Yorkshire) plc | Wind | Onshore Wind Turbines | No |  | 17.1 | 18 | [12 empty] | Yes | Connected | 2020-09-28 | 18 | 17.1 | 18 |  |  | 2012-11-19 | N/A | N/A | N/A |  |  | DATA NOT AVAILABLE
2394000080231 | Tedder Hill Wind Farm | Tedder Hill Wind Farm | Tedder Hill Wind Farm | Halsham | Hull | East Yorkshire | HU12 0BT | England | 533964 | 427448 | Saltend North | Hull East 132/33kV | Withernsea | 11 | Northern Powergrid (Yorkshire) plc | Wind | Onshore Wind Turbines | No |  | 6.555 | 6.9 | [12 empty] | No | Connected | 2020-09-28 | 6.9 | 6.555 | 6.9 |  |  | 2013-03-27 | N/A | N/A | N/A |  |  | DATA NOT AVAILABLE
2300000542819 | Burstwick Nursery | Burstwick Nursery | Main Street | Burstwick | Hull | East Yorkshire | HU12 9EB | England | 522808 | 428517 | Saltend North | Saltend 132/33kV | Ellifoot Lane | 11 | Northern Powergrid (Yorkshire) plc | Fossil Gas | Steam Turbine | Yes |  | 10.05 | 10.579 | [12 empty] | No | Connected | 2020-09-28 | 10.579 | 10.05 | 10.579 |  |  | 2010-04-01 | N/A | N/A | N/A |  |  | DATA NOT AVAILABLE
DATA NOT AVAILABLE | Hull Road Biodiesel | Hull Road Biodiesel | Saltend Lane | Hull Road | Hull | East Yorkshire | HU12 8EY | England | 516390 | 429012 | Saltend North | Saltend 132/33kV | Saltend STOR | 33 | Northern Powergrid (Yorkshire) plc | Biomass | Steam Turbine | No |  | 19.8 | 20.842 | [12 empty] | No | Accepted to Connect | 2020-09-28 | N/A | N/A | N/A |  |  | N/A | 20.842 | 19.8 | 20.842 |  |  | 2015-12-01
DATA NOT AVAILABLE | Hull Waste Treatment Works | Hull Waste Treatment Works | Hull Waste Treatment Works | Hull Road | Hull | East Yorkshire | HU12 8EY | England | 516390 | 429012 | Saltend North | Saltend 132/33kV | Yorkshire Water Hull Road | 11 | Northern Powergrid (Yorkshire) plc | Fossil Gas | Steam Turbine | Yes |  | 1 | 1.053 | [12 empty] | No | Connected | 2020-09-28 | 1.053 | 1 | 1.053 |  |  | DATA NOT AVAILABLE | N/A | N/A | N/A |  |  | DATA NOT AVAILABLE
DATA NOT AVAILABLE | Staithes Road Mixed Technology (Saltend Lane Mixed Generation) | Staithes Road Mixed Technology (Saltend Lane Mixed Generation) | Staithes Road | Hedon | Hull | East Yorkshire | HU12 8DX | England | 516995 | 429418 | Saltend North | Saltend Lane Generation | Saltend Lane Generation Direct | 132 | Northern Powergrid (Yorkshire) plc | Fossil Gas | Steam Turbine | No |  | 50 | 52.632 | [12 empty] | No | Accepted to Connect | 2021-06-10 | N/A | N/A | N/A |  |  | N/A | 52.632 | 50 | 52.632 |  |  | 2017-06-01
DATA NOT AVAILABLE | Royal Hallamshire Hospital | Royal Hallamshire Hospital | Glossop Road | Broomhall | Sheffield | South Yorkshire | S10 2JF | England | 434568 | 387252 | Sheffield City | Sheffield City | Victoria Street | 11 | Northern Powergrid (Yorkshire) plc | Fossil Gas | Steam Turbine | Yes |  | 1.95 | 2.053 | [12 empty] | No | Connected | 2020-09-28 | 2.053 | 0 | 0 |  |  | DATA NOT AVAILABLE | N/A | N/A | N/A |  |  | DATA NOT AVAILABLE
DATA NOT AVAILABLE | University of Sheffield, Backup Generator | University of Sheffield, Backup Generator | Sheffield University | Broomhall | Sheffield | South Yorkshire | S10 2TG | England | 434162 | 387232 | Sheffield City | Sheffield City | Victoria Street | 11 | Northern Powergrid (Yorkshire) plc | Fossil Gas | Gas Turbine | No |  | 2 | 2.105 | [12 empty] | No | Connected | 2020-09-28 | 2.105 | 0 | 0 |  |  | DATA NOT AVAILABLE | N/A | N/A | N/A |  |  | DATA NOT AVAILABLE
2300000234224 | St James' Hospital | St James' Hospital | Beckett Street | Harehills | Leeds | West Yorkshire | LS9 7TF | England | 431148 | 434122 | Skelton Grange | Leeds East | Burmantofts | 11 | Northern Powergrid (Yorkshire) plc | Fossil Gas | Steam Turbine | Yes |  | 5.7 | 6 | [12 empty] | No | Connected | 2020-09-28 | 6 | 4.275 | 4.5 |  |  | 2000-07-24 | N/A | N/A | N/A |  |  | DATA NOT AVAILABLE
2394000117626 | Knostrop STW | Knostrop STW | Kelda Water Services | Knowsthorpe Lane | Leeds | West Yorkshire | LS9 0PJ | England | 432422 | 431525 | Skelton Grange | Leeds East | Knostrop | 11 | Northern Powergrid (Yorkshire) plc | Fossil Gas | Steam Turbine | Yes |  | 4 | 4.211 | [12 empty] | No | Accepted to Connect | 2020-09-28 | N/A | N/A | N/A |  |  | N/A | 4.211 | 5 | 5.263 |  |  | 2016-02-24
DATA NOT AVAILABLE | Knostrop STW (Arup) Wind Turbine | Knostrop STW (Arup) Wind Turbine | Knostrop CHP | Knostrop Lane | Leeds | West Yorkshire | LS9 0PJ | England | 432422 | 431525 | Skelton Grange | Leeds East | Knostrop | 11 | Northern Powergrid (Yorkshire) plc | Wind | Onshore Wind Turbines | No |  | 2 | 2.105 | [12 empty] | No | Accepted to Connect | 2020-09-28 | N/A | N/A | N/A |  |  | N/A | 2.105 | 2 | 2.105 |  |  | 2015-10-01
2394000121845 | Veoila Leeds Recycling | Veoila Leeds Recycling | Leeds Rcycling and Energy Recovery | New Market Approach | Leeds | West Yorkshire | LS9 0SH | England | 432406 | 434042 | Skelton Grange | Leeds East | Leeds Waste to Energy | 33 | Northern Powergrid (Yorkshire) plc | Waste | Steam Turbine | No |  | 15 | 15.789 | [12 empty] | No | Connected | 2020-09-28 | 15.789 | 15 | 15.789 |  |  | 2016-01-01 | N/A | N/A | N/A |  |  | DATA NOT AVAILABLE
DATA NOT AVAILABLE | Seacroft Hospital | Seacroft Hospital | Seacroft Hospital | York Road | Leeds | West Yorkshire | LS14 6UH | England | 434992 | 434626 | Skelton Grange | Leeds East | York Road | 11 | Northern Powergrid (Yorkshire) plc | Fossil Gas | Gas Turbine | No |  | 1 | 1.053 | [12 empty] | No | Accepted to Connect | 2020-09-28 | N/A | N/A | N/A |  |  | N/A | 1.053 | 0 | 0 |  |  | 2015-06-01
2394000081500 | Leeds North, Regional Bio Power | Leeds North, Regional Bio Power | North Leeds Generation | Buslingthorpe Green | Leeds | West Yorkshire | LS7 2AP | England | 430149 | 435380 | Skelton Grange | Leeds North | Buslingthorpe Green | 11 | Northern Powergrid (Yorkshire) plc | Waste | Gas Turbine | No |  | 1.9 | 2 | [12 empty] | No | Connected | 2020-09-28 | 2 | 1.9 | 2 |  |  | 2011-10-01 | N/A | N/A | N/A |  |  | DATA NOT AVAILABLE
2394000085123 | New Bridge House | New Bridge House | Leeds City Office Park | Holbeck | Leeds | West Yorkshire | LS11 5BD | England | 430891 | 432405 | Skelton Grange | Low Road | Brookfield Street | 11 | Northern Powergrid (Yorkshire) plc | Other | Other | No |  | 1 | 1.053 | [12 empty] | No | Connected | 2020-09-28 | 1.053 | 0.105 | 0.111 |  |  | 2012-11-21 | N/A | N/A | N/A |  |  | DATA NOT AVAILABLE
2394000090053 | Leeds Mail Centre | Leeds Mail Centre | Leeds Mail Centre | Leodis Way | Leeds | West Yorkshire | LS10 1AZ | England | 433339 | 429987 | Skelton Grange | Low Road | Stourton 33/11kV | 11 | Northern Powergrid (Yorkshire) plc | Fossil Gas | Steam Turbine | Yes |  | 1.6 | 1.684 | [12 empty] | No | Connected | 2020-09-28 | 1.684 | 0 | 0 |  |  | 2011-11-18 | N/A | N/A | N/A |  |  | DATA NOT AVAILABLE
DATA NOT AVAILABLE | Arla Foods | Arla Foods | Arla Foods | Leodis Way | Leeds | West Yorkshire | LS10 1NN | England | 433339 | 429987 | Skelton Grange | Low Road | Stourton 33/11kV | 11 | Northern Powergrid (Yorkshire) plc | Solar | Photovoltaic | No |  | 1.529 | 1.609 | [12 empty] | No | Accepted to Connect | 2020-09-28 | N/A | N/A | N/A |  |  | N/A | 1.609 | 1.529 | 1.609 |  |  | 2015-07-14
2394000139179 | Land at Pontefract Road | Land at Pontefract Road | Mayflower House | 14 Pontefract Road | Leeds | West Yorkshire | LS10 1TB | England | 433402 | 429987 | Skelton Grange | Stourton 132/11kV | Stourton 132/11kV Direct | 11 | Northern Powergrid (Yorkshire) plc | Fossil Gas | Gas Turbine | No |  | 7 | 7.368 | [12 empty] | No | Connected | 2020-09-28 | 7.368 | 7 | 7.368 |  |  | 2019-06-30 | N/A | N/A | N/A |  |  | 2016-10-20
2300000930377 | Huddersfield Incinerator | Huddersfield Incinerator | Huddersfield Incinerator | Vine Street | Huddersfield | West Yorkshire | HD1 6NT | England | 414768 | 417786 | Skelton Grange | Saint Andrews Road 132/33kV | Emerald Street | 33 | Northern Powergrid (Yorkshire) plc | Waste | Steam Turbine | No |  | 10.6 | 11.158 | [12 empty] | No | Connected | 2020-09-28 | 11.158 | 10.6 | 11.158 |  |  | 2002-02-11 | N/A | N/A | N/A |  |  | DATA NOT AVAILABLE
2394000002925 | Syngenta CHP (Huddersfield) | Syngenta CHP (Huddersfield) | Syngenta | Leeds Road | Huddersfield | West Yorkshire | HD2 1FF | England | 415144 | 417196 | Skelton Grange | Saint Andrews Road 132/33kV | Zeneca 1_2 | 33 | Northern Powergrid (Yorkshire) plc | Fossil Gas | Steam Turbine | Yes |  | 19.95 | 21 | [12 empty] | No | Connected | 2020-09-28 | 21 | 19.95 | 21 |  |  | 2012-04-01 | N/A | N/A | N/A |  |  | DATA NOT AVAILABLE
DATA NOT AVAILABLE | Bradford M&S | Bradford M&S | Prologis Park | Rooley Lane | Bradford | West Yorkshire | BD5 8LB | England | 417152 | 430212 | Skelton Grange | Staygate | Dudley Hill | 11 | Northern Powergrid (Yorkshire) plc | Fossil Oil | Engine | No |  | 2 | 2.105 | [12 empty] | No | Connected | 2020-09-28 | 2.105 | 0 | 0 |  |  | DATA NOT AVAILABLE | N/A | N/A | N/A |  |  | DATA NOT AVAILABLE
2300000600319 | Allied Colloids/CIBA Specialty Chemicals | Allied Colloids/CIBA Specialty Chemicals | Allied Colloids | Low Moor | Bradford | West Yorkshire | BD12 0JZ | England | 415773 | 428755 | Skelton Grange | Staygate | Low Moor | 11 | Northern Powergrid (Yorkshire) plc | Fossil Gas | Steam Turbine | Yes |  | 9.5 | 10 | [12 empty] | No | Connected | 2020-09-28 | 10 | 9.5 | 10 |  |  | 2000-08-30 | N/A | N/A | N/A |  |  | DATA NOT AVAILABLE
2394000115753 | Coca-Cola | Coca-Cola | Wakefield 41 Business Park | Kenmore Road | Wakefield | West Yorkshire | WF2 0XR | England | 431793 | 424771 | Skelton Grange | Wakefield North | Kenmore Road | 11 | Northern Powergrid (Yorkshire) plc | Fossil Gas | Steam Turbine | Yes |  | 1.169 | 1.231 | [12 empty] | No | Connected | 2020-09-28 | 1.231 | 0 | 0 |  |  | DATA NOT AVAILABLE | N/A | N/A | N/A |  |  | DATA NOT AVAILABLE
2394000067329 | Methley Old Colliery | Methley Old Colliery | Newmarket Lane | Methley | Leeds | West Yorkshire | LS26 9DP | England | 434704 | 427905 | Skelton Grange | Wakefield North | Royds Lane | 11 | Northern Powergrid (Yorkshire) plc | Waste | Gas Turbine | No |  | 2.945 | 3.1 | [12 empty] | No | Connected | 2020-09-28 | 3.1 | 2.565 | 2.7 |  |  | 2009-12-03 | N/A | N/A | N/A |  |  | DATA NOT AVAILABLE
2394000036687 | Skelton Grange Landfill | Skelton Grange Landfill | Skelton Grange Landfill Site | Newsam Green | Leeds | West Yorkshire | LS15 9AD | England | 434704 | 427905 | Skelton Grange | Wakefield North | Royds Lane | 11 | Northern Powergrid (Yorkshire) plc | Waste | Gas Turbine | No |  | 6.3 | 6.632 | [12 empty] | No | Connected | 2020-09-28 | 6.632 | 6.3 | 6.632 |  |  | 2008-04-01 | N/A | N/A | N/A |  |  | DATA NOT AVAILABLE
2394000121083 | Rotherham General Hospital | Rotherham General Hospital | Rotherham District General Hospital | Moorgate Road | Rotherham | South Yorkshire | S60 2UD | England | 442186 | 391234 | Templeborough 275/33kV | Templeborough 275/33kV | Fullerton Road | 11 | Northern Powergrid (Yorkshire) plc | Fossil Gas | Steam Turbine | Yes |  | 1 | 1.053 | [12 empty] | No | Connected | 2020-09-28 | 1.053 | 0 | 0 |  |  | 2015-02-12 | N/A | N/A | N/A |  |  | DATA NOT AVAILABLE
2394000025054 | Levitt Hagg Waste Recycling | Levitt Hagg Waste Recycling | Mill Lane | Warmsworth | Doncaster | South Yorkshire | DN4 9RG | England | 454313 | 398967 | Thurcroft | Thurcroft | Edlington | 11 | Northern Powergrid (Yorkshire) plc | Waste | Steam Turbine | No |  | 5.7 | 6 | [12 empty] | No | Connected | 2020-09-28 | 6 | 5.7 | 6 |  |  | 2010-04-01 | N/A | N/A | N/A |  |  | DATA NOT AVAILABLE
2300000233898 | Harworth Colliery | Harworth Colliery | Harworth Colliery | Bircotes | Doncaster | South Yorkshire | DN11 8AB | England | 462697 | 391202 | Thurcroft | Thurcroft | Harworth | 11 | Northern Powergrid (Yorkshire) plc | Waste | Gas Turbine | No |  | 4.003 | 4.214 | [12 empty] | No | Connected | 2020-09-28 | 4.214 | 4.003 | 4.214 |  |  | 2010-04-01 | N/A | N/A | N/A |  |  | DATA NOT AVAILABLE
2394000064062 | Loscar Wind Farm | Loscar Wind Farm | Packman Lane | Harthill | Sheffield | South Yorkshire | S26 7XY | England | 449382 | 382219 | Thurcroft | Thurcroft | Kiveton Park | 11 | Northern Powergrid (Yorkshire) plc | Wind | Onshore Wind Turbines | No |  | 4.275 | 4.5 | [12 empty] | No | Connected | 2020-09-28 | 4.5 | 3.8 | 4 |  |  | 2010-10-01 | N/A | N/A | N/A |  |  | DATA NOT AVAILABLE
2394000060226 | Maltby Colliery | Maltby Colliery | Tickhill Road | Maltby | Rotherham | South Yorkshire | S66 7QW | England | 455236 | 392195 | Thurcroft | Thurcroft | Maltby Colliery | 66 | Northern Powergrid (Yorkshire) plc | Waste | Gas Turbine | No |  | 10 | 10.526 | [12 empty] | No | Connected | 2020-09-28 | 10.526 | 10 | 10.526 |  |  | 2011-11-10 | N/A | N/A | N/A |  |  | DATA NOT AVAILABLE
2394000099074 | Penny Hill Wind Farm | Penny Hill Wind Farm | Penny Hill Wind Farm | Harthill | Sheffield | South Yorkshire | S26 7YA | England | 450827 | 379922 | Thurcroft | Thurcroft | Pennyhill Windfarm | 66 | Northern Powergrid (Yorkshire) plc | Wind | Onshore Wind Turbines | No |  | 20.22 | 21.284 | [12 empty] | No | Connected | 2020-09-28 | 21.284 | 20.22 | 21.284 |  |  | 2013-03-18 | N/A | N/A | N/A |  |  | DATA NOT AVAILABLE
2394000100766 | Whaley Road Generation (Barnsley) | Whaley Road Generation (Barnsley) | Morston Claycliffe Office Park | Barugh | Barnsley | South Yorkshire | S75 1HQ | England | 432102 | 407956 | West Melton Section 3 | Barugh 132/66kV | Barugh 66/11kV | 11 | Northern Powergrid (Yorkshire) plc | Biomass | Steam Turbine | No |  | 8.93 | 9.4 | [12 empty] | No | Connected | 2020-09-28 | 9.4 | 8.93 | 9.4 |  |  | 2012-12-20 | N/A | N/A | N/A |  |  | DATA NOT AVAILABLE
2394000079885 | Spicer Hill Wind Farm | Spicer Hill Wind Farm | Whitley Road | Royd Moor | Sheffield | South Yorkshire | S36 9PA | England | 425516 | 402844 | West Melton Section 3 | Hunshelf | Penistone | 11 | Northern Powergrid (Yorkshire) plc | Wind | Onshore Wind Turbines | No |  | 6.555 | 6.9 | [12 empty] | No | Connected | 2020-09-28 | 6.9 | 6.555 | 6.9 |  |  | 2012-09-04 | N/A | N/A | N/A |  |  | DATA NOT AVAILABLE
2394000079398 | Monckton Road Power Station | Monckton Road Power Station | UK Power Reserve | Monckton Road | Wakefield | West Yorkshire | WF2 7 | England | 432459 | 418973 | West Melton Section 3 | Wakefield Monckton Road | Monckton Road Diesel Generation | 33 | Northern Powergrid (Yorkshire) plc | Waste | Gas Turbine | No |  | 19 | 20 | [12 empty] | No | Connected | 2020-09-28 | 20 | 19 | 20 |  |  | 2011-03-30 | N/A | N/A | N/A |  |  | DATA NOT AVAILABLE
2394000036552 | Landfill Gas Generator | Landfill Gas Generator | Callflex Business Park | Wath-Upon-Dearne | Rotherham | South Yorkshire | S63 7DN | England | 444520 | 401829 | West Melton Section 3 | West Melton | Dearne Road | 11 | Northern Powergrid (Yorkshire) plc | Waste | Gas Turbine | No |  | 3.8 | 4 | [12 empty] | No | Connected | 2020-09-28 | 4 | 3.8 | 4 |  |  | 2008-04-01 | N/A | N/A | N/A |  |  | DATA NOT AVAILABLE
2394000090220 | Ecclesfield Power Station | Ecclesfield Power Station | 1-3 Loicher Lane | Ecclesfield | Sheffield | South Yorkshire | S35 9XN | England | 436488 | 394341 | West Melton Section 3 | West Melton | Ecclesfield | 11 | Northern Powergrid (Yorkshire) plc | Fossil Gas | Gas Turbine | No |  | 7.92 | 9.9 | [12 empty] | No | Connected | 2020-09-28 | 9.9 | 7.92 | 9.9 |  |  | 2012-01-30 | N/A | N/A | N/A |  |  | DATA NOT AVAILABLE
2394000026721 | Houghton Main Colliery Site | Houghton Main Colliery Site | Former Houghton Main Colliery Site | Park Spring Road | Barnsley | South Yorkshire | S70 1 | England | 442237 | 405792 | West Melton Section 3 | West Melton | Houghton Main | 11 | Northern Powergrid (Yorkshire) plc | Waste | Gas Turbine | No |  | 5.7 | 6 | [12 empty] | No | Connected | 2020-09-28 | 6 | 3.8 | 4 |  |  | 2012-02-01 | N/A | N/A | N/A |  |  | DATA NOT AVAILABLE
2394000123736 | Park Spring Wind Farm | Park Spring Wind Farm | Park Spring Wind Farm | Little Houghton | Barnsley | South Yorkshire | S72 0GX | England | 442237 | 405792 | West Melton Section 3 | West Melton | Houghton Main | 11 | Northern Powergrid (Yorkshire) plc | Wind | Onshore Wind Turbines | No |  | 8.55 | 9 | [12 empty] | No | Connected | 2020-09-28 | 9 | 8.55 | 9 |  |  | 2015-07-07 | N/A | N/A | N/A |  |  | 2015-01-01
DATA NOT AVAILABLE | Park Spring Wind Farm | Park Spring Wind Farm | Park Spring Wind Farm | Little Houghton | Barnsley | South Yorkshire | S72 0GX | England | 442237 | 405792 | West Melton Section 3 | West Melton | Houghton Main | 11 | Northern Powergrid (Yorkshire) plc | Wind | Onshore Wind Turbines | No |  | 8.5 | 8.947 | [12 empty] | No | Accepted to Connect | 2020-09-28 | N/A | N/A | N/A |  |  | N/A | 8.947 | 6.5 | 6.842 |  |  | DATA NOT AVAILABLE
2394000108542 | Aldi Goldthorpe Solar | Aldi Goldthorpe Solar | Commerical Road | Goldthorpe | Rotherham | South Yorkshire | S63 9BL | England | 444542 | 400900 | West Melton Section 3 | West Melton | Wath Upon Dearne | 11 | Northern Powergrid (Yorkshire) plc | Solar | Photovoltaic | No |  | 1.499 | 1.578 | [12 empty] | No | Connected | 2020-09-28 | 1.578 | 1.499 | 1.578 |  |  | 2015-07-07 | N/A | N/A | N/A |  |  | 2015-01-01
2394000136007 | The Foundry | The Foundry | Common Lane | Wath-Upon-Dearne | Rotherham | South Yorkshire | S63 7DX | England | 444606 | 400900 | West Melton Section 3 | West Melton | Wath Upon Dearne | 11 | Northern Powergrid (Yorkshire) plc | Fossil Gas | Gas Turbine | No |  | 8 | 8.421 | [12 empty] | No | Connected | 2020-09-28 | 8.421 | 8 | 8.421 |  |  | 2018-05-08 | N/A | N/A | N/A |  |  | 2016-10-14
2394000024440 | Veolia Sheffield Energy Recovery Facility | Veolia Sheffield Energy Recovery Facility | ONYX Sheffield LTD | Bernard Road | Sheffield | South Yorkshire | S4 7YX | England | 436674 | 387874 | West Melton / Thorpe Marsh | Attercliffe | Bernard Road | 33 | Northern Powergrid (Yorkshire) plc | Waste | Steam Turbine | No |  | 19.998 | 21.051 | [12 empty] | No | Connected | 2020-09-28 | 21.051 | 19.998 | 21.051 |  |  | 2013-04-01 | N/A | N/A | N/A |  |  | DATA NOT AVAILABLE
2394000106234 | Blackburn Meadows WTW | Blackburn Meadows WTW | Yorkshire Water PLC | Alsing Road | Sheffield | South Yorkshire | S9 1HF | England | 439669 | 391655 | West Melton / Thorpe Marsh | Blackburn Meadows B | Blackburn Meadows 33/11kV | 11 | Northern Powergrid (Yorkshire) plc | Waste | Gas Turbine | No |  | 2 | 2.105 | [12 empty] | No | Connected | 2020-09-28 | 2.105 | 3.3 | 3.474 |  |  | DATA NOT AVAILABLE | N/A | N/A | N/A |  |  | DATA NOT AVAILABLE
2394000099056 | Blackburn Meadows Biomass Power Station | Blackburn Meadows Biomass Power Station | Alsing Road | Tinsley | Sheffield | South Yorkshire | S9 1HF | England | 439946 | 391625 | West Melton / Thorpe Marsh | Blackburn Meadows B | Alsing Road | 33 | Northern Powergrid (Yorkshire) plc | Biomass | Steam Turbine | No |  | 32 | 33.684 | [12 empty] | No | Connected | 2020-09-28 | 33.684 | 32 | 33.684 |  |  | 2013-07-01 | N/A | N/A | N/A |  |  | DATA NOT AVAILABLE
2394000099056 | Blackburn Meadows Power Station BESS | Blackburn Meadows Power Station BESS | Alsing Road | Tinsley | Sheffield | South Yorkshire | S9 1HF | England | 439669 | 391655 | West Melton / Thorpe Marsh | Blackburn Meadows B | Alsing Road | 33 | Northern Powergrid (Yorkshire) plc | Storage Battery | Battery | No |  | 10 | 10.526 | [12 empty] | No | Connected | 2020-09-28 | 10.526 | 10 | 10.526 |  |  | DATA NOT AVAILABLE | N/A | N/A | N/A |  |  | DATA NOT AVAILABLE
2394000119190 | Hatfield Lane Generation | Hatfield Lane Generation | Markham Main | Hatfield Lane | Doncaster | South Yorkshire | DN3 2NN | England | 463452 | 405198 | West Melton / Thorpe Marsh | Doncaster B/Thorpe Marsh | Armthorpe | 11 | Northern Powergrid (Yorkshire) plc | Waste | Gas Turbine | No |  | 5 | 5.263 | [12 empty] | No | Connected | 2020-09-28 | 5.263 | 5 | 5.263 |  |  | 2015-07-07 | N/A | N/A | N/A |  |  | 2015-01-01
2394000116701 | Askern Colliery Solar | Askern Colliery Solar | Campsall Road | Askern | Doncaster | South Yorkshire | DN6 0BT | England | 455685 | 413924 | West Melton / Thorpe Marsh | Doncaster B/Thorpe Marsh | Askern | 11 | Northern Powergrid (Yorkshire) plc | Solar | Photovoltaic | No |  | 4.98 | 5.242 | [12 empty] | No | Connected | 2020-09-28 | 5.242 | 4.98 | 5.242 |  |  | 2015-07-07 | N/A | N/A | N/A |  |  | 2015-01-01
2394000067203 | Marr Wind Farm | Marr Wind Farm | Hangman Stone Road | Marr | Doncaster | South Yorkshire | DN5 7 | England | 447256 | 403886 | West Melton / Thorpe Marsh | Doncaster B/Thorpe Marsh | Barnburgh | 11 | Northern Powergrid (Yorkshire) plc | Wind | Onshore Wind Turbines | No |  | 8 | 8.421 | [12 empty] | No | Connected | 2020-09-28 | 8.421 | 8 | 8.421 |  |  | 2011-11-28 | N/A | N/A | N/A |  |  | DATA NOT AVAILABLE
2394000069380 | Croft Farm Landfill (Veolia) | Croft Farm Landfill (Veolia) | Askern Road | Carcroft | Doncaster | South Yorkshire | DN6 8DE | England | 452389 | 407919 | West Melton / Thorpe Marsh | Doncaster B/Thorpe Marsh | Brodsworth | 11 | Northern Powergrid (Yorkshire) plc | Waste | Gas Turbine | No |  | 1.549 | 1.631 | [12 empty] | No | Connected | 2020-09-28 | 1.631 | 1.549 | 1.631 |  |  | 2010-07-01 | N/A | N/A | N/A |  |  | DATA NOT AVAILABLE
2394000043364 | Askern Green Park Generation | Askern Green Park Generation | Campsall Road | Askern | Doncaster | South Yorkshire | DN6 0BZ | England | 455685 | 413924 | West Melton / Thorpe Marsh | Doncaster B/Thorpe Marsh | Askern Green Park | 66 | Northern Powergrid (Yorkshire) plc | Fossil Gas | Gas Turbine | No |  | 1 | 1.053 | [12 empty] | No | Connected | 2020-09-28 | 1.053 | 4 | 4.211 |  |  | 2010-07-01 | N/A | N/A | N/A |  |  | DATA NOT AVAILABLE
2394000027673 | Brodsworth Green Park Generation | Brodsworth Green Park Generation | Longlands Lane | Brodsworth | Doncaster | South Yorkshire | DN5 7 | England | 452389 | 407919 | West Melton / Thorpe Marsh | Doncaster B/Thorpe Marsh | Long Lands Lane Generation | 66 | Northern Powergrid (Yorkshire) plc | Waste | Gas Turbine | No |  | 3.8 | 4 | [12 empty] | No | Connected | 2020-09-28 | 4 | 3.8 | 4 |  |  | 2012-04-01 | N/A | N/A | N/A |  |  | DATA NOT AVAILABLE
2394000110630 | Hampole Wind Farm | Hampole Wind Farm | Red House Lane | Pickburn | Doncaster | South Yorkshire | DN6 7EW | England | 451637 | 408539 | West Melton / Thorpe Marsh | Doncaster B/Thorpe Marsh | Hampole Windfarm | 66 | Northern Powergrid (Yorkshire) plc | Wind | Onshore Wind Turbines | No |  | 8.2 | 8.632 | [12 empty] | No | Connected | 2020-09-28 | 8.632 | 8.2 | 8.632 |  |  | 2014-03-01 | N/A | N/A | N/A |  |  | DATA NOT AVAILABLE
2300000723776 | Thurnscoe Generation | Thurnscoe Generation | Thurnscoe Business Park | Thurnscoe | Rotherham | South Yorkshire | S63 0 | England | 446554 | 405477 | West Melton / Thorpe Marsh | Doncaster B/Thorpe Marsh | Hickleton | 11 | Northern Powergrid (Yorkshire) plc | Waste | Gas Turbine | No |  | 5.13 | 5.4 | [12 empty] | No | Connected | 2020-09-28 | 5.4 | 5.13 | 5.4 |  |  | 2010-04-01 | N/A | N/A | N/A |  |  | DATA NOT AVAILABLE
2394000085364 | Prosper De Mulder Ltd | Prosper De Mulder Ltd | Prosper De Mulder LTD | Ings Road | Doncaster | South Yorkshire | DN5 9SW | England | 458307 | 404982 | West Melton / Thorpe Marsh | Doncaster B/Thorpe Marsh | ICI Fibres | 11 | Northern Powergrid (Yorkshire) plc | Waste | Gas Turbine | No |  | 3.61 | 3.8 | [12 empty] | No | Connected | 2020-09-28 | 3.8 | 2.689 | 2.831 |  |  | 2011-06-28 | N/A | N/A | N/A |  |  | DATA NOT AVAILABLE
DATA NOT AVAILABLE | Doncaster Royal Infirmary | Doncaster Royal Infirmary | Doncaster Royal Infirmary | Armthorpe Road | Doncaster | South Yorkshire | DN2 5LT | England | 459149 | 404158 | West Melton / Thorpe Marsh | Doncaster B/Thorpe Marsh | ICI Fibres | 11 | Northern Powergrid (Yorkshire) plc | Fossil Gas | Gas Turbine | No |  | 5.4 | 5.684 | [12 empty] | No | Connected | 2020-09-28 | 5.684 | 5.4 | 5.684 |  |  | DATA NOT AVAILABLE | N/A | N/A | N/A |  |  | DATA NOT AVAILABLE
2394000055156 | Trackwork | Trackwork | Trackwork | Kirk Sandall Industrial Estate | Doncaster | South Yorkshire | DN3 1WZ | England | 460599 | 406822 | West Melton / Thorpe Marsh | Doncaster B/Thorpe Marsh | Rockware | 0.4 | Northern Powergrid (Yorkshire) plc | Waste | Gas Turbine | No |  | 2.85 | 3 | [12 empty] | No | Connected | 2020-09-28 | 3 | 2.85 | 3 |  |  | 2010-06-01 | N/A | N/A | N/A |  |  | DATA NOT AVAILABLE
2300000846005 | Bootham Lane Landfill Site | Bootham Lane Landfill Site | Bootham Lane Landfill Site | Stainforth | Doncaster | South Yorkshire | DN 75 | England | 464984 | 411335 | West Melton / Thorpe Marsh | Doncaster B/Thorpe Marsh | Stainforth | 11 | Northern Powergrid (Yorkshire) plc | Waste | Gas Turbine | No |  | 2.28 | 2.4 | [12 empty] | No | Connected | 2020-09-28 | 2.4 | 0.855 | 0.9 |  |  | 2001-05-02 | N/A | N/A | N/A |  |  | DATA NOT AVAILABLE
2394000115888 | Thorne Colliery Solar | Thorne Colliery Solar | Thorne Colliery | Moorends | Doncaster | South Yorkshire | DN8 4JU | England | 470569 | 415720 | West Melton / Thorpe Marsh | Doncaster B/Thorpe Marsh | Thorne | 11 | Northern Powergrid (Yorkshire) plc | Solar | Photovoltaic | No |  | 3.5 | 3.684 | [12 empty] | No | Connected | 2020-09-28 | 3.684 | 3.5 | 3.684 |  |  | 2015-07-07 | N/A | N/A | N/A |  |  | 2015-01-01
2300000443825 | Trumfleet Power Station | Trumfleet Power Station | Trumfleet | Askern | Doncaster | South Yorkshire | DN6 0DT | England | 461051 | 410281 | West Melton / Thorpe Marsh | Doncaster B/Thorpe Marsh | Trumfleet Generation | 66 | Northern Powergrid (Yorkshire) plc | Waste | Gas Turbine | No |  | 19 | 20 | [12 empty] | No | Connected | 2020-09-28 | 20 | 12.398 | 13.051 |  |  | 2011-09-01 | N/A | N/A | N/A |  |  | DATA NOT AVAILABLE
2394000083311 | Tween Bridge Wind Farm | Tween Bridge Wind Farm | Tween Bridge Wind Farm | Thorne | Doncaster | South Yorkshire | DN8 4HH | England | 471591 | 414400 | West Melton / Thorpe Marsh | Doncaster B/Thorpe Marsh | Tween Bridge Windfarm | 66 | Northern Powergrid (Yorkshire) plc | Wind | Onshore Wind Turbines | No |  | 49.9 | 52.526 | [12 empty] | No | Connected | 2020-09-28 | 52.526 | 49.9 | 52.526 |  |  | 2011-11-17 | N/A | N/A | N/A |  |  | DATA NOT AVAILABLE
DATA NOT AVAILABLE | Nutwell Water Treatment [No HH Data] | Nutwell Water Treatment [No HH Data] | Nutwell Lane | Armthorpe | Doncaster | South Yorkshire | DN3 3JF | England | 463153 | 404573 | West Melton / Thorpe Marsh | Doncaster B/Thorpe Marsh | West Moor Park | 11 | Northern Powergrid (Yorkshire) plc | Fossil Gas | Steam Turbine | Yes |  | 2 | 2.105 | [12 empty] | No | Connected | 2020-09-28 | 2.105 | 0 | 0 |  |  | DATA NOT AVAILABLE | N/A | N/A | N/A |  |  | DATA NOT AVAILABLE
2394000123995 | Next Distribution Centre Ltd | Next Distribution Centre Ltd | Lincolnshire Way | Armthorpe | Doncaster | South Yorkshire | DN3 3FF | England | 464125 | 405004 | West Melton / Thorpe Marsh | Doncaster B/Thorpe Marsh | West Moor Park | 11 | Northern Powergrid (Yorkshire) plc | Solar | Photovoltaic | No |  | 1.9 | 2 | [12 empty] | No | Connected | 2020-09-28 | 2 | 1.9 | 2 |  |  | 2015-07-13 | N/A | N/A | N/A |  |  | DATA NOT AVAILABLE
DATA NOT AVAILABLE | Wabtec Rail | Wabtec Rail | Doncaster House | Hexthorpe Road | Doncaster | South Yorkshire | DN4 0BF | England | 456954 | 403249 | West Melton / Thorpe Marsh | Mallard Way | Belmont Avenue | 11 | Northern Powergrid (Yorkshire) plc | Solar | Photovoltaic | No |  | 3 | 3.158 | [12 empty] | No | Accepted to Connect | 2020-09-28 | N/A | N/A | N/A |  |  | N/A | 3.158 | 3 | 3.158 |  |  | DATA NOT AVAILABLE
2394000066770 | Tesco Distribution Centre | Tesco Distribution Centre | Carr Industrial Estate | Middle Bank | Doncaster | South Yorkshire | DN4 5JJ | England | 457736 | 402696 | West Melton / Thorpe Marsh | Mallard Way | Jarratt Street | 11 | Northern Powergrid (Yorkshire) plc | Fossil Gas | Steam Turbine | Yes |  | 2.481 | 2.612 | [12 empty] | No | Connected | 2020-09-28 | 2.612 | 2.481 | 2.612 |  |  | 2009-11-09 | N/A | N/A | N/A |  |  | DATA NOT AVAILABLE
2394000132252 | Templeborough Biomass | Templeborough Biomass | Former Firth Rixson | Sheffield Road | Rotherham | South Yorkshire | S60 1DP | England | 441864 | 391692 | Wincobank | Wincobank | Templeborough Biomass | 33 | Northern Powergrid (Yorkshire) plc | Biomass | Steam Turbine | No |  | 42.75 | 45 | [12 empty] | Yes | Connected | 2020-09-28 | 45 | 42.75 | 45 |  |  | 2017-10-11 | N/A | N/A | N/A |  |  | DATA NOT AVAILABLE
DATA NOT AVAILABLE | Grange Mill Gas Farm | Grange Mill Gas Farm | Grange Mill Gas Farm | Droppingwell Road | Rotherham | South Yorkshire | S61 2DN | England | 438694 | 392539 | Wincobank | Wincobank | New Droppingwell Road | 11 | Northern Powergrid (Yorkshire) plc | Waste | Gas Turbine | No |  | 6 | 6.316 | [12 empty] | No | Accepted to Connect | 2020-09-28 | N/A | N/A | N/A |  |  | N/A | 6.316 | 6 | 6.316 |  |  | 2017-04-04
2394000109918 | Sheffield University Research Facility | Sheffield University Research Facility | Wallis Way | Catcliffe | Rotherham | South Yorkshire | S60 5TZ | England | 441857 | 386945 | Wincobank | Wincobank | Waverley Business Park | 11 | Northern Powergrid (Yorkshire) plc | Wind | Onshore Wind Turbines | No |  | 1.853 | 1.951 | [12 empty] | No | Connected | 2020-09-28 | 1.951 | 1.853 | 1.951 |  |  | 2014-01-01 | N/A | N/A | N/A |  |  | DATA NOT AVAILABLE
2394000139452 | Selby Salads Limited | Selby Salads Limited | Brigg Lane | Camblesforth | Selby | North Yorkshire | YO8 8HD | England | 465172 | 426313 | Camblesforth | Camblesforth | Drax Primary | 11 | Northern Powergrid (Yorkshire) plc | Fossil Gas | Steam Turbine | Yes |  | 10.08 | 10.611 | [12 empty] | Yes | Connected | 2020-09-28 | 10.611 | 10.08 | 10.611 |  |  | 2019-10-01 | N/A | N/A | N/A |  |  | 2017-03-23
2394000126807 | Pollington Solar Farm | Pollington Solar Farm | Pollington Airfield | Pollington | Goole | East Yorkshire | DN14 0DA | England | 460954 | 420791 | Ferrybridge B | Kirkhaw Lane | Pollington | 11 | Northern Powergrid (Yorkshire) plc | Solar | Photovoltaic | No |  | 3.8 | 4 | [12 empty] | No | Connected | 2020-09-28 | 4 | 3.8 | 4 |  |  | 2016-01-01 | N/A | N/A | N/A |  |  | DATA NOT AVAILABLE
2394000136610 | Wooley MWTS | Wooley MWTS | Wooley Mains Water Transfer Station | Former Wooley Colliery | Wakefield | West Yorkshire | WF4 2LS | England | 430973 | 412860 | West Melton Section 3 | Barugh 132/66kV | Woolley | 11 | Northern Powergrid (Yorkshire) plc | Solar | Photovoltaic | No |  | 1 | 1.053 | [12 empty] | No | Connected | 2020-09-28 | 1.053 | 1 | 1.053 |  |  | 2018-03-27 | N/A | N/A | N/A |  |  | 2017-03-28
2394000129250 | Laceby Solar Farm | Laceby Solar Farm | Manor Top Farm | Laceby | Grimsby | Lincolnshire | DN37 7EG | England | 522989 | 404862 | Keadby | Wold Newton | Laceby Solar | 33 | Northern Powergrid (Yorkshire) plc | Solar | Photovoltaic | No |  | 8 | 8.421 | [12 empty] | Yes | Connected | 2020-09-28 | 8.421 | 8 | 8.421 |  |  | 2017-06-01 | N/A | N/A | N/A |  |  | DATA NOT AVAILABLE
DATA NOT AVAILABLE | Immingham Docks PV | Immingham Docks PV | Associated British Sports | Immingham Dock | Immingham | Lincolnshire | DN40 2LZ | England | 520069 | 416140 | Grimsby West | Immingham | Queens Road | 11 | Northern Powergrid (Yorkshire) plc | Solar | Photovoltaic | No |  | 4.2 | 4.421 | [12 empty] | No | Accepted to Connect | 2020-09-28 | N/A | N/A | N/A |  |  | N/A | 4.421 | 4.2 | 4.421 |  |  | 2017-05-17
DATA NOT AVAILABLE | Sheffield Arts Block | Sheffield Arts Block | Arts Tower | Sheffield Unversity | Sheffield | South Yorkshire | S10 2TN | England | 434046 | 387348 | Sheffield City | Sheffield City | Victoria Street | 11 | Northern Powergrid (Yorkshire) plc | Fossil Gas | Steam Turbine | Yes |  | 4.7 | 4.947 | [12 empty] | No | Accepted to Connect | 2020-09-28 | N/A | N/A | N/A |  |  | N/A | 4.947 | 2.5 | 2.632 |  |  | 2017-05-09
DATA NOT AVAILABLE | Santon Solar Farm | Santon Solar Farm | Santon PV Site C | Land at Santon | Scunthorpe | Lincolnshire | DN20 0BQ | England | 494843 | 410044 | Keadby | Santon Solar Farm | Santon Solar Farm Direct | 132 | Northern Powergrid (Yorkshire) plc | Solar | Photovoltaic | No |  | 99.9 | 105.158 | [12 empty] | No | Accepted to Connect | 2020-09-28 | N/A | N/A | N/A |  |  | N/A | 105.158 | 99.9 | 105.158 |  |  | 2017-06-16 | [5 empty] | NPG_Y_REIN_001
2300000723776 | Export Increase | Export Increase | Thurnscoe Business Park | Thurnscoe | Rotherham | South Yorkshire | S63 0BH | England | 446476 | 405306 | West Melton / Thorpe Marsh | Doncaster B/Thorpe Marsh | Hickleton | 11 | Northern Powergrid (Yorkshire) plc | Waste | Gas Turbine | No |  | 1.995 | 2.1 | [12 empty] | No | Connected | 2020-09-28 | 2.1 | 1.995 | 2.1 |  |  | 2018-04-12 | N/A | N/A | N/A |  |  | 2017-06-26
2394000137809 | Bankwood Lane Industrial | Bankwood Lane Industrial | Bankwood Lane Industrial Estate | Rossington | Doncaster | South Yorkshire | DN11 0PS | England | 460339 | 399526 | West Melton / Thorpe Marsh | Doncaster B/Thorpe Marsh | West End Lane | 11 | Northern Powergrid (Yorkshire) plc | Waste | Gas Turbine | No |  | 3.8 | 4 | [12 empty] | No | Connected | 2020-09-28 | 4 | 3.8 | 4 |  |  | 2018-10-01 | N/A | N/A | N/A |  |  | 2017-06-19
DATA NOT AVAILABLE | Jakto Transport | Jakto Transport | Oaks Lane | Stairfoot | Barnsley | South Yorkshire | S71 1HT | England | 436490 | 406023 | West Melton Section 3 | Hunningley | Oak Lane Generation | 33 | Northern Powergrid (Yorkshire) plc | Fossil Gas | Gas Turbine | No |  | 19.95 | 21 | [12 empty] | No | Accepted to Connect | 2020-09-28 | N/A | N/A | N/A |  |  | N/A | 21 | 19.95 | 21 |  |  | 2017-06-30
DATA NOT AVAILABLE | Port of Immingham Development | Port of Immingham Development | Immingham Development | Queens Road | Immingham | Lincolnshire | DN40 1QN | England | 520680 | 415461 | Grimsby West | Immingham | Queens Road | 33 | Northern Powergrid (Yorkshire) plc | Fossil Gas | Gas Turbine | No |  | 16.5 | 17.368 | [12 empty] | No | Accepted to Connect | 2020-09-28 | N/A | N/A | N/A |  |  | N/A | 17.368 | 16.5 | 17.368 |  |  | 2017-06-30
DATA NOT AVAILABLE | Port of Hull Development | Port of Hull Development | Port of Hull Development | Salt End Lane | Hull | East Yorkshire | HU12 8PP | England | 516366 | 428531 | Saltend North | Saltend 132/33kV | Port of Hull Generation | 33 | Northern Powergrid (Yorkshire) plc | Fossil Gas | Gas Turbine | No |  | 19.95 | 21 | [12 empty] | No | Accepted to Connect | 2020-09-28 | N/A | N/A | N/A |  |  | N/A | 21 | 19.95 | 21 |  |  | 2018-06-14
2394000134161 | Merrion House LLP | Merrion House LLP | Merrion House | Town Centre House | Leeds | West Yorkshire | LS2 8LY | England | 430054 | 434475 | Skelton Grange | Leeds North | Carlton Hill | 11 | Northern Powergrid (Yorkshire) plc | Fossil Gas | Steam Turbine | Yes |  | 2 | 2.105 | [12 empty] | No | Connected | 2020-09-28 | 2.105 | 2 | 2.105 |  |  | 2017-07-07 | N/A | N/A | N/A |  |  | DATA NOT AVAILABLE
2394000137038 | Balby Carr Bank | Balby Carr Bank | Balby Carr Bank | Mallard Way | Doncaster | South Yorkshire | DN4 8BE | England | 456936 | 401535 | West Melton / Thorpe Marsh | Mallard Way | Balby Carr Bank | 33 | Northern Powergrid (Yorkshire) plc | Waste | Gas Turbine | No |  | 19 | 20 | [12 empty] | No | Connected | 2021-05-28 | 20 | 19 | 20 |  |  | 2019-01-01 | N/A | N/A | N/A |  |  | 2017-07-27
DATA NOT AVAILABLE | Celsius Park Generation | Celsius Park Generation | Celsius Parc | Park Farm Road | Scunthorpe | Lincolnshire | DN15 8QP | England | 488724 | 413503 | Keadby | Scunthorpe North | Billet Lane | 11 | Northern Powergrid (Yorkshire) plc | Other | Other | No |  | 7.6 | 8 | [12 empty] | No | Accepted to Connect | 2020-09-28 | N/A | N/A | N/A |  |  | N/A | 8 | 7.6 | 8 |  |  | 2017-07-25
2394000130974 | UK Power Reserve | UK Power Reserve | Greenpark Energy Site | Queens Road | Immingham | Lincolnshire | DN40 1QR | England | 519670 | 414676 | Grimsby West | Immingham | Queens Road Generation | 33 | Northern Powergrid (Yorkshire) plc | Fossil Gas | Gas Turbine | No |  | 24 | 25.263 | [12 empty] | Yes | Connected | 2020-09-28 | 25.263 | 24 | 25.263 |  |  | 2017-03-03 | N/A | N/A | N/A |  |  | DATA NOT AVAILABLE
DATA NOT AVAILABLE | Immingham Stallingborough Properties Generation | Immingham Stallingborough Properties Generation | Phase 2 | Greenpark Energy | Immingham | Lincolnshire | DN40 | England | 519670 | 414676 | Grimsby West | Immingham | Immingham Stallingborough | 33 | Northern Powergrid (Yorkshire) plc | Fossil Gas | Gas Turbine | No |  | 24 | 25.263 | [12 empty] | No | Accepted to Connect | 2020-09-28 | N/A | N/A | N/A |  |  | N/A | 25.263 | 24 | 25.263 |  |  | DATA NOT AVAILABLE
DATA NOT AVAILABLE | Jack Tighe | Jack Tighe | Jack Tighe | East Common Lane | Scunthorpe | Lincolnshire | DN16 1UF | England | 489987 | 410717 | Keadby | East Common Lane Generation | East Common Lane Generation Direct | 132 | Northern Powergrid (Yorkshire) plc | Fossil Gas | Steam Turbine | Yes |  | 38 | 40 | [12 empty] | No | Accepted to Connect | 2020-09-28 | N/A | N/A | N/A |  |  | N/A | 40 | 38 | 40 |  |  | 2017-10-20
DATA NOT AVAILABLE | ABP, East Parade | ABP, East Parade | ABP | East Parade | Goole | East Yorkshire | DN14 5RB | England | 474980 | 423319 | Camblesforth | Camblesforth | Goole | 11 | Northern Powergrid (Yorkshire) plc | Solar | Photovoltaic | No |  | 1.147 | 1.207 | [12 empty] | No | Accepted to Connect | 2020-09-28 | N/A | N/A | N/A |  |  | N/A | 1.207 | 1.147 | 1.207 |  |  | 2017-10-06
DATA NOT AVAILABLE | STOR off Littlefair Road | STOR off Littlefair Road | Newstream Generation | Littlefair Road | Hull | East Yorkshire | HU9 5LP | England | 513312 | 429618 | Saltend North | Hull East 132/33kV | King George Dock | 11 | Northern Powergrid (Yorkshire) plc | Fossil Oil | Engine | No |  | 7.6 | 8 | [12 empty] | No | Accepted to Connect | 2020-09-28 | N/A | N/A | N/A |  |  | N/A | 8 | 7.6 | 8 |  |  | 2017-10-11
DATA NOT AVAILABLE | Whaley Road Large Generation | Whaley Road Large Generation | Wordsworth Crushing | Whaley Road | Barnsley | South Yorkshire | S75 1HT | England | 432281 | 408215 | West Melton Section 3 | Barugh 132/66kV | Whaley Road Generation | 66 | Northern Powergrid (Yorkshire) plc | Fossil Gas | Gas Turbine | No |  | 35 | 36.842 | [12 empty] | No | Accepted to Connect | 2020-11-12 | N/A | N/A | N/A |  |  | N/A | 36.842 | 35 | 36.842 |  |  | 2017-07-04
DATA NOT AVAILABLE | Hunningley BESS | Hunningley BESS | Hunningley | Hopewell Street | Barnsley | South Yorkshire | S70 3EL | England | 436833 | 405741 | West Melton Section 3 | Hunningley BESS | Hunningley BESS Direct | 132 | Northern Powergrid (Yorkshire) plc | Storage Battery | Battery | No |  | 40 | 42.105 | [12 empty] | No | Accepted to Connect | 2020-09-28 | N/A | N/A | N/A |  |  | N/A | 42.105 | 40 | 42.105 |  |  | 2016-06-20
2394000134914 | Scawby Brook Expansion | Scawby Brook Expansion | Brigg Power Station | Scawby Brook | Brigg | Lincolnshire | DN20 9LT | England | 499223 | 405692 | Keadby | Scawby Brook | Scawby Brook Direct | 132 | Northern Powergrid (Yorkshire) plc | Fossil Gas | Gas Turbine | No |  | 48.5 | 51.053 | [12 empty] | No | Connected | 2020-09-28 | 51.053 | 48.5 | 51.053 |  |  | 2018-05-15 | N/A | N/A | N/A |  |  | 2017-05-15
2394000140217 | Watervole Way Generation | Watervole Way Generation | Watervole Way Generation | Watervole Way | Doncaster | South Yorkshire | DN4 5JP | England | 457726 | 400743 | West Melton / Thorpe Marsh | Mallard Way | Water Vole Way Generation | 33 | Northern Powergrid (Yorkshire) plc | Fossil Gas | Gas Turbine | No |  | 20 | 21.053 | [12 empty] | No | Connected | 2020-09-28 | 21.053 | 20 | 21.053 |  |  | 2019-12-20 | N/A | N/A | N/A |  |  | 2017-09-04
DATA NOT AVAILABLE | Friar's Gate Generation | Friar's Gate Generation | Friars Gate | Greyfriars Road | Doncaster | South Yorkshire | DN1 1QN | England | 457222 | 403662 | West Melton / Thorpe Marsh | Doncaster Central | Friarsgate Generation | 33 | Northern Powergrid (Yorkshire) plc | Fossil Gas | Gas Turbine | No |  | 21 | 22.105 | [12 empty] | No | Accepted to Connect | 2020-09-28 | N/A | N/A | N/A |  |  | N/A | 22.105 | 21 | 22.105 |  |  | 2017-11-01
DATA NOT AVAILABLE | Low Farm Bradley Photovoltaics | Low Farm Bradley Photovoltaics | Low Farm | Bradley | Grimsby | Lincolnshire | DN37 OAL | England | 525334 | 409323 | Grimsby West | Yarborough Road 132/33kV | Low Farm Bradley Solar | 33 | Northern Powergrid (Yorkshire) plc | Fossil Gas | Gas Turbine | No |  | 16.3 | 17.158 | [12 empty] | No | Accepted to Connect | 2020-09-28 | N/A | N/A | N/A |  |  | N/A | 17.158 | 16.3 | 17.158 |  |  | 2014-09-01
DATA NOT AVAILABLE | Snape Lane Waste-to-Energy/Gas Generation | Snape Lane Waste-to-Energy/Gas Generation | Snape Lane | Harworth | Nottingham | South Yorkshire | DN11 8NF | England | 448886 | 390035 | Thurcroft | Thurcroft | Snape Lane Energy | 66 | Northern Powergrid (Yorkshire) plc | Waste | Steam Turbine | No |  | 30 | 31.579 | [12 empty] | No | Accepted to Connect | 2020-09-28 | N/A | N/A | N/A |  |  | N/A | 31.579 | 30 | 31.579 |  |  | 2017-11-03
DATA NOT AVAILABLE | Petre Street Generation | Petre Street Generation | 350 | Petre Street | Sheffield | South Yorkshire | S4 8LU | England | 436946 | 389480 | Pitsmoor 3/4 | Pitsmoor 3/4 | Petre Street Generation | 33 | Northern Powergrid (Yorkshire) plc | Storage Battery | Battery | No |  | 30 | 31.579 | [12 empty] | No | Accepted to Connect | 2020-09-28 | N/A | N/A | N/A |  |  | N/A | 31.579 | 30 | 31.579 |  |  | 2016-04-21
DATA NOT AVAILABLE | Kendale Road Generation | Kendale Road Generation | Unit D | Kendale Road | Scunthorpe | Lincolnshire | DN16 1DT | England | 491118 | 409638 | Keadby | Scunthorpe South | Kendale Road Generation | 33 | Northern Powergrid (Yorkshire) plc | Fossil Gas | Gas Turbine | No |  | 20 | 21.053 | [12 empty] | No | Accepted to Connect | 2020-09-28 | N/A | N/A | N/A |  |  | N/A | 21.053 | 20 | 21.053 |  |  | 2017-02-20
DATA NOT AVAILABLE | HRS Biomass | HRS Biomass | Flixborough HRS | Stather Road | Flixborough | Lincolnshire | DN15 8SE | England | 486255 | 414635 | Keadby | HRS Biomass | HRS Biomass Direct | 132 | Northern Powergrid (Yorkshire) plc | Biomass | Steam Turbine | No |  | 63 | 66.316 | [12 empty] | No | Accepted to Connect | 2020-09-28 | N/A | N/A | N/A |  |  | N/A | 66.316 | 63 | 66.316 |  |  | 2017-06-12
2394000133195 | Heck Solar Farm | Heck Solar Farm | Heck Solar Farm Wind Farm 2 | Great Heck | Goole | East Yorkshire | DN14 0DA | England | 462180 | 420890 | Ferrybridge B | Kirkhaw Lane | Pollington | 11 | Northern Powergrid (Yorkshire) plc | Solar | Photovoltaic | No |  | 4.14 | 4.358 | [12 empty] | No | Connected | 2020-09-28 | 4.358 | 4.14 | 4.358 |  |  | 2017-02-21 | N/A | N/A | N/A |  |  | DATA NOT AVAILABLE
DATA NOT AVAILABLE | Grimsby Power Station (Ex-Tioxide) | Grimsby Power Station (Ex-Tioxide) | Grimsby Power Station | Moody Lane | Grimsby | Lincolnshire | DN31 2SY | England | 526076 | 411126 | Grimsby West | Yarborough Road 132/33kV | Tioxide 1/2 | 33 | Northern Powergrid (Yorkshire) plc | Fossil Gas | Gas Turbine | No |  | 18 | 18.947 | [12 empty] | No | Accepted to Connect | 2020-09-28 | N/A | N/A | N/A |  |  | N/A | 18.947 | 18 | 18.947 |  |  | 2017-11-16
DATA NOT AVAILABLE | Site 1, Land at Orgreave Place | Site 1, Land at Orgreave Place | Site 1 | Land at Orgreave Place | Sheffield | South Yorkshire | S13 9LU | England | 441989 | 386541 | Wincobank | Wincobank | Waverley Business Park | 11 | Northern Powergrid (Yorkshire) plc | Fossil Gas | Gas Turbine | No |  | 8 | 8.421 | [12 empty] | No | Accepted to Connect | 2020-09-28 | N/A | N/A | N/A |  |  | N/A | 8.421 | 8 | 8.421 |  |  | 2017-11-01
2394000122477 | Thrybergh Weir | Thrybergh Weir | Thrybergh | Kilnhurst | Mexborough | South Yorkshire | S64 5TJ | England | 445813 | 396457 | West Melton Section 3 | West Melton | Kilnhurst | 11 | Northern Powergrid (Yorkshire) plc | Storage Battery | Battery | No |  | 1.2 | 1.263 | [12 empty] | No | Connected | 2020-09-28 | 1.263 | 1.2 | 1.263 |  |  | 2017-11-25 | N/A | N/A | N/A |  |  | DATA NOT AVAILABLE
2394000137710 | Cranswick Country Foods | Cranswick Country Foods | Cranswick Country Foods | Staithes Road | Hull | East Yorkshire | HU12 8TB | England | 518461 | 430443 | Saltend North | Hull East 132/33kV | Hedon Road | 11 | Northern Powergrid (Yorkshire) plc | Fossil Gas | Steam Turbine | Yes |  | 2.053 | 2.161 | [12 empty] | Yes | Connected | 2020-09-28 | 2.161 | 2 | 2.105 |  |  | 2018-09-02 | N/A | N/A | N/A |  |  | 2017-12-11
DATA NOT AVAILABLE | Netherlands Way BESS | Netherlands Way BESS | Netherlands Way | Stallingborough | Grimsby | Lincolnshire | DN41 8DT | England | 520869 | 414180 | Grimsby West | Netherlands Way Generation | Netherlands Way Generation Direct | 132 | Northern Powergrid (Yorkshire) plc | Storage Battery | Battery | No |  | 75.999 | 79.999 | [12 empty] | No | Accepted to Connect | 2020-09-28 | N/A | N/A | N/A |  |  | N/A | 79.999 | 75.999 | 79.999 |  |  | 2017-12-01
DATA NOT AVAILABLE | Saint Gobain Glass UK Limited (Non-Exporting) | Saint Gobain Glass UK Limited (Non-Exporting) | Weeland Road | Eggborough | Goole | East Yorkshire | DN14 0FD | England | 457137 | 423531 | Ferrybridge A | Ferrybridge A | Saint Gobain Glassworks | 66 | Northern Powergrid (Yorkshire) plc | Fossil Gas | Gas Turbine | No |  | 5.9 | 6.211 | [12 empty] | No | Accepted to Connect | 2020-09-28 | N/A | N/A | N/A |  |  | N/A | 6.211 | 0 | 0 |  |  | 2017-12-01
DATA NOT AVAILABLE | Non-Exporting Backup Generator | Non-Exporting Backup Generator | Unit 11 | Shaw Park | Huddersfield | West Yorkshire | HD5 9AG | England | 415262 | 416412 | Skelton Grange | Saint Andrews Road 132/33kV | Saint Andrews Road 33/11kV | 0.4 | Northern Powergrid (Yorkshire) plc | Fossil Gas | Gas Turbine | No |  | 1 | 1.053 | [12 empty] | No | Connected | 2020-09-28 | 1.053 | 0 | 0 |  |  | 2017-12-07 | N/A | N/A | N/A |  |  | DATA NOT AVAILABLE
DATA NOT AVAILABLE | Snape Lane Project | Snape Lane Project | Snape Lane | Harworth | Doncaster | South Yorkshire | DN11 8RU | England | 461807 | 391077 | Thurcroft | Thurcroft | Harworth | 11 | Northern Powergrid (Yorkshire) plc | Other | Other | No |  | 7 | 7.368 | [12 empty] | No | Accepted to Connect | 2020-09-28 | N/A | N/A | N/A |  |  | N/A | 7.368 | 7 | 7.368 |  |  | 2017-02-01
DATA NOT AVAILABLE | Copley Data Centre, Salterhebble | Copley Data Centre, Salterhebble | Salterhebble | Wakefield Road | Copley | West Yorkshire | HX3 0TD | England | 407751 | 423510 | Elland | Sowerby Bridge 132/33kV | Salterhebble | 11 | Northern Powergrid (Yorkshire) plc | Other | Other | No |  | 7.6 | 8 | [12 empty] | No | Connected | 2020-09-28 | 8 | 0 | 0 |  |  | DATA NOT AVAILABLE | N/A | N/A | N/A |  |  | DATA NOT AVAILABLE
DATA NOT AVAILABLE | Melton Ross Quarries | Melton Ross Quarries | Melton Ross Quarries | Melton Ross Quarries | Barnetby | Lincolnshire | DN38 6AE | England | 508253 | 411102 | Keadby | Santon | Wrawby | 11 | Northern Powergrid (Yorkshire) plc | Fossil Gas | Steam Turbine | Yes |  | 3.5 | 3.684 | [12 empty] | No | Accepted to Connect | 2020-09-28 | N/A | N/A | N/A |  |  | N/A | 3.684 | 2.2 | 2.316 |  |  | 2018-01-24
DATA NOT AVAILABLE | Virgin Media Unit 1-12 Mayfair Business Park Short Term Standby Generation | Virgin Media Unit 1-12 Mayfair Business Park Short Term Standby Generation | Land at New Road | Drax | Selby | North Yorkshire | Y08 8FB | England | 417942 | 432500 | Bradford West | Bradford | Mount Street | 11 | Northern Powergrid (Yorkshire) plc | Other | Other | No |  | 1.2 | 1.263 | [12 empty] | No | Accepted to Connect | 2020-09-28 | N/A | N/A | N/A |  |  | N/A | 1.263 | 0 | 0 |  |  | 2018-01-10
DATA NOT AVAILABLE | Standby Generator at Temple House | Standby Generator at Temple House | Temple House | Seacroft | Leeds | West Yorkshire | LS14 1NH | England | 435487 | 437065 | Ferrybridge B | Whinmoor | Seacroft | 11 | Northern Powergrid (Yorkshire) plc | Other | Other | No |  | 1.2 | 1.263 | [12 empty] | No | Accepted to Connect | 2020-09-28 | N/A | N/A | N/A |  |  | N/A | 1.263 | 0 | 0 |  |  | 2018-01-10
DATA NOT AVAILABLE | BESS, Bemis Elsham Ltd | BESS, Bemis Elsham Ltd | Bemis Elsham LTD | The Flarepath | Brigg | Lincolnshire | DN20 0SP | England | 504330 | 413429 | Keadby | Santon | Wrawby | 11 | Northern Powergrid (Yorkshire) plc | Storage Battery | Battery | No |  | 1.5 | 1.579 | [12 empty] | No | Accepted to Connect | 2020-09-28 | N/A | N/A | N/A |  |  | N/A | 1.579 | 0.19 | 0.2 |  |  | 2018-02-13
2394000141451 | Chesterfield Road Large Generation | Chesterfield Road Large Generation | Chesterfield Road | Swallownest | Sheffield | South Yorkshire | S26 4SX | England | 444791 | 384841 | Thurcroft | Thurcroft | Chesterfield Road Generation | 66 | Northern Powergrid (Yorkshire) plc | Fossil Gas | Gas Turbine | No |  | 20 | 21.053 | [12 empty] | No | Connected | 2020-09-28 | 21.053 | 20 | 21.053 |  |  | 2019-10-25 | N/A | N/A | N/A |  |  | 2017-11-21
2394000143592 | Hull Energy Centre | Hull Energy Centre | Hull Solar Energy Centre | Preston Road | Hull | East Yorkshire | HU11 4DZ | England | 515812 | 432126 | Creyke Beck | Bransholme | Hull Energy Centre | 33 | Northern Powergrid (Yorkshire) plc | Fossil Gas | Steam Turbine | No |  | 21 | 22.105 | [12 empty] | No | Connected | 2021-06-10 | 22.105 | 21 | 22.105 |  |  | 2020-09-14 | N/A | N/A | N/A |  |  | 2018-01-05
2394000115753 | Coca Cola Solar Power Plant | Coca Cola Solar Power Plant | Kenmore Road | Wakefield 41 Business Park | Wakefield | West Yorkshire | WF2 0XR | England | 431793 | 424771 | Skelton Grange | Wakefield North | Kenmore Road | 11 | Northern Powergrid (Yorkshire) plc | Solar | Photovoltaic | No |  | 5 | 5.263 | [12 empty] | No | Connected | 2020-09-28 | 5.263 | 0 | 0 |  |  | DATA NOT AVAILABLE | N/A | N/A | N/A |  |  | 2015-09-18
2394000141521 | Green Lane BESS, Thurcroft | Green Lane BESS, Thurcroft | Green Lane | Energy Storage Scheme | Thurcroft | South Yorkshire | S66 9JE | England | 448478 | 389543 | Thurcroft | Thurcroft | Green Lane BESS | 66 | Northern Powergrid (Yorkshire) plc | Storage Battery | Battery | No |  | 49.9 | 52.526 | [12 empty] | No | Connected | 2021-05-28 | 52.526 | 49.9 | 52.526 |  |  | 2020-09-02 | N/A | N/A | N/A |  |  | 2017-10-03
DATA NOT AVAILABLE | Queens Road Turbine | Queens Road Turbine | Queens Road | Queens Road | Immingham | Lincolnshire | DN40 1QU | England | 520092 | 414902 | Grimsby West | Queens Road Steam Turbine | Queens Road Steam Turbine Direct | 132 | Northern Powergrid (Yorkshire) plc | Waste | Steam Turbine | No |  | 49.95 | 52.579 | [12 empty] | No | Accepted to Connect | 2020-09-28 | N/A | N/A | N/A |  |  | N/A | 52.579 | 49.95 | 52.579 |  |  | 2017-11-14
DATA NOT AVAILABLE | Diesel Generator Close to Flixborough Business Park | Diesel Generator Close to Flixborough Business Park | Land adjacent to Stather Road | Flixborough Industrial Estate | Flixborough | Lincolnshire | DN15 8JE | England | 488254 | 411280 | Keadby | Scunthorpe North | Flixborough | 11 | Northern Powergrid (Yorkshire) plc | Fossil Oil | Engine | No |  | 2.4 | 2.526 | [12 empty] | No | Accepted to Connect | 2020-09-28 | N/A | N/A | N/A |  |  | N/A | 2.526 | 2.4 | 2.526 |  |  | 2018-02-09
2394000139276 | Hawley House | Hawley House | North of Outgang Lane | Dinnington | Sheffield | South Yorkshire | S25 3QY | England | 452072 | 386874 | Thurcroft | Thurcroft | Dinnington | 11 | Northern Powergrid (Yorkshire) plc | Fossil Gas | Gas Turbine | No |  | 8 | 8.421 | [12 empty] | No | Connected | 2020-09-28 | 8.421 | 8 | 8.421 |  |  | 2019-07-05 | N/A | N/A | N/A |  |  | 2017-06-23
2394000136178 | Chesterfield Road Generation | Chesterfield Road Generation | Chesterfield Road | Swallownest | Sheffield | South Yorkshire | S26 4TL | England | 444901 | 384941 | Thurcroft | Thurcroft | Beighton | 11 | Northern Powergrid (Yorkshire) plc | Fossil Gas | Gas Turbine | No |  | 8 | 8.421 | [12 empty] | No | Connected | 2020-09-28 | 8.421 | 8 | 8.421 |  |  | 2018-04-20 | N/A | N/A | N/A |  |  | 2016-06-15
DATA NOT AVAILABLE | ABP Sheds | ABP Sheds | ABP Goole North | East Parade | Goole | East Yorkshire | DN14 5RB | England | 474980 | 423319 | Camblesforth | Camblesforth | Goole | 11 | Northern Powergrid (Yorkshire) plc | Solar | Photovoltaic | No |  | 1 | 1.053 | [12 empty] | No | Accepted to Connect | 2020-09-28 | N/A | N/A | N/A |  |  | N/A | 1.053 | 1 | 1.053 |  |  | 2018-01-10
DATA NOT AVAILABLE | BESS, Land At Carrwood Road | BESS, Land At Carrwood Road | Grange Lane Industrial Estate | Carrwood Road | Barnsley | South Yorkshire | S71 5AS | England | 437172 | 406010 | West Melton Section 3 | Hunningley | Stairfoot | 11 | Northern Powergrid (Yorkshire) plc | Storage Battery | Battery | No |  | 7 | 7.368 | [12 empty] | No | Accepted to Connect | 2020-09-28 | N/A | N/A | N/A |  |  | N/A | 7.368 | 7 | 7.368 |  |  | 2017-12-05
DATA NOT AVAILABLE | Newcold, Newmarket Lane, Methley | Newcold, Newmarket Lane, Methley | Newcold | Stanley | Wakefield | West Yorkshire | WF3 4BY | England | 436292 | 425471 | Skelton Grange | Wakefield North | Royds Lane | 11 | Northern Powergrid (Yorkshire) plc | Storage Battery | Battery | No |  | 2 | 2.105 | [12 empty] | No | Accepted to Connect | 2020-09-28 | N/A | N/A | N/A |  |  | N/A | 2.105 | 0.7 | 0.737 |  |  | 2018-05-29
2394000138583 | Balby Carr Bank | Balby Carr Bank | J3 Industrial Park | Balby Carr Bank | Doncaster | South Yorkshire | DN4 8BN | England | 456851 | 401685 | West Melton / Thorpe Marsh | Mallard Way | Donbat BESS | 33 | Northern Powergrid (Yorkshire) plc | Storage Battery | Battery | No |  | 10 | 10.526 | [12 empty] | No | Connected | 2020-09-28 | 10.526 | 10 | 10.526 |  |  | 2019-01-01 | N/A | N/A | N/A |  |  | 2018-05-16
DATA NOT AVAILABLE | Green Park Askern Capacity Alteration | Green Park Askern Capacity Alteration | Campsall Road | Askern | Doncaster | South Yorkshire | DN6 0BZ | England | 455256 | 414034 | West Melton / Thorpe Marsh | Doncaster B/Thorpe Marsh | Askern Green Park | 66 | Northern Powergrid (Yorkshire) plc | Fossil Gas | Gas Turbine | No |  | 2.7 | 2.842 | [12 empty] | No | Accepted to Connect | 2020-09-28 | N/A | N/A | N/A |  |  | N/A | 2.842 | 0 | 0 |  |  | 2018-05-31
2394000138547 | Fenton Lane Generation | Fenton Lane Generation | Fenton Lane | Sherburn In Elmet | Leeds | West Yorkshire | LS25 6HA | England | 450815 | 434952 | Ferrybridge B | Bramham | Fenton Lane | 11 | Northern Powergrid (Yorkshire) plc | Fossil Oil | Engine | No |  | 6 | 6.316 | [12 empty] | No | Connected | 2020-09-28 | 6.316 | 6 | 6.316 |  |  | 2019-02-15 | N/A | N/A | N/A |  |  | 2018-04-13
DATA NOT AVAILABLE | Howdens Joinery Non-Exporting Generation | Howdens Joinery Non-Exporting Generation | Howdens Joinery | Howden | Goole | East Yorkshire | DN14 7DU | England | 474495 | 427578 | Drax | Osgodby 3/4 | Thorpe Road | 11 | Northern Powergrid (Yorkshire) plc | Fossil Gas | Gas Turbine | No |  | 3.56 | 3.747 | [12 empty] | No | Accepted to Connect | 2020-09-28 | N/A | N/A | N/A |  |  | N/A | 3.747 | 0 | 0 |  |  | 2018-07-26
DATA NOT AVAILABLE | Non-Exporting Backup Gens, Emley Moor TV Transmitter | Non-Exporting Backup Gens, Emley Moor TV Transmitter | Jagger Lane | Emley Moor | Huddersfield | West Yorkshire | HD8 9TQ | England | 422479 | 412723 | West Melton Section 3 | Barugh 132/66kV | Scissett | 11 | Northern Powergrid (Yorkshire) plc | Fossil Oil | Engine | No |  | 2.5 | 2.632 | [12 empty] | No | Accepted to Connect | 2020-09-28 | N/A | N/A | N/A |  |  | N/A | 2.632 | 0 | 0 |  |  | 2018-08-21
DATA NOT AVAILABLE | Grange Road Multitech (38307) | Grange Road Multitech (38307) | Grange Road | Camblesforth | Selby | North Yorkshire | YO8 8HF | England | 465660 | 425964 | Camblesforth | Camblesforth | Grange Road Multitech | 66 | Northern Powergrid (Yorkshire) plc | Fossil Gas | Gas Turbine | No |  | 68.7 | 72.316 | [12 empty] | No | Accepted to Connect | 2020-09-28 | N/A | N/A | N/A |  |  | N/A | 72.316 | 49.9 | 52.526 |  |  | 2018-09-20
2394000124001 | Evolve Polymers | Evolve Polymers | Hemswell Business Park | Hemswell Cliff | Gainsborough | Lincolnshire | DN21 5TU | England | 494919 | 391068 | Keadby | Blyton | Harpswell | 11 | Northern Powergrid (Yorkshire) plc | Other | Other | No |  | 1.1 | 1.158 | [12 empty] | No | Connected | 2020-09-28 | 1.158 | 0 | 0 |  |  | DATA NOT AVAILABLE | N/A | N/A | N/A |  |  | 2017-11-17
DATA NOT AVAILABLE | Network Rail East Ardsley | Network Rail East Ardsley | Station Road | East Ardsley | Wakefield | West Yorkshire | WF3 2FE | England | 430763 | 426208 | Skelton Grange | Station Lane | Station Lane Direct | 25 | Northern Powergrid (Yorkshire) plc | Other | Other | No |  | 2 | 2.105 | [12 empty] | No | Accepted to Connect | 2020-09-28 | N/A | N/A | N/A |  |  | N/A | 2.105 | 2 | 2.105 |  |  | 2019-01-16
BP_BESS | Burn Park Farm Gas Units | Burn Park Farm Gas Units | Burn Park Cottages | Creyke Beck | Hull | East Yorkshire | HU16 5SB | England | 504312 | 435033 | Creyke Beck | Burn Park Farm | Burn Park Farm Direct | 132 | Northern Powergrid (Yorkshire) plc | Fossil Gas | Gas Turbine | No |  | 49.9 | 52.526 | [12 empty] | No | Connected | 2020-09-28 | 52.526 | 49.9 | 52.526 |  |  | 2018-04-01 | N/A | N/A | N/A |  |  | 2016-11-08
DATA NOT AVAILABLE | Park Lane Nurseries | Park Lane Nurseries | Park Lane Nurseries | Park Lane | Cottingham | East Yorkshire | HU16 5RX | England | 504237 | 433951 | Creyke Beck | Beverley 132/33kV | Endike Lane | 11 | Northern Powergrid (Yorkshire) plc | Fossil Gas | Gas Turbine | No |  | 2 | 2.105 | [12 empty] | No | Accepted to Connect | 2020-09-28 | N/A | N/A | N/A |  |  | N/A | 2.105 | 0 | 2 |  |  | 2018-12-28
2380001559708 | 2 x 2.5MW synch CHP, Arla Foods, Stourton | 2 x 2.5MW synch CHP, Arla Foods, Stourton | Pontefract Road | Hunslet | Leeds | West Yorkshire | LS10 1AX | England | 433367 | 429948 | Skelton Grange | Stourton 132/11kV | Stourton 132/11kV Direct | 11 | Northern Powergrid (Yorkshire) plc | Fossil Gas | Steam Turbine | Yes |  | 10 | 10.526 | [12 empty] | No | Connected | 2020-09-28 | 10.526 | 5 | 0.215 |  |  | 2020-01-31 | N/A | N/A | N/A |  |  | 2018-12-05
DATA NOT AVAILABLE | Land off Union Street, Rotherham | Land off Union Street, Rotherham | Site 1 | Union Street | Rotherham | South Yorkshire | S61 1AA | England | 441739 | 392804 | West Melton / Thorpe Marsh | Park Street | Park Street Direct | 11 | Northern Powergrid (Yorkshire) plc | Fossil Gas | Gas Turbine | No |  | 8 | 8.421 | [12 empty] | No | Accepted to Connect | 2020-09-28 | N/A | N/A | N/A |  |  | N/A | 8.421 | 8 | 8.421 |  |  | 2017-06-01
DATA NOT AVAILABLE | Otley Road CHP | Otley Road CHP | Marston House | Charlestown | Shipley | West Yorkshire | BD17 7JR | England | 416486 | 438686 | Bradford West | Menston | Kirk Drive | 11 | Northern Powergrid (Yorkshire) plc | Fossil Gas | Steam Turbine | Yes |  | 2.058 | 2.166 | [12 empty] | No | Connected | 2020-09-28 | 2.166 | 2.058 | 2.166 |  |  | 2020-02-20 | N/A | N/A | N/A |  |  | 2019-01-09
DATA NOT AVAILABLE | Beckett Street CHP | Beckett Street CHP | St James Energy Centre | Beckett Street | Leeds | West Yorkshire | LS9 7TF | England | 431689 | 434662 | Skelton Grange | Leeds East | Burmantofts | 11 | Northern Powergrid (Yorkshire) plc | Fossil Gas | Steam Turbine | Yes |  | 4.5 | 4.737 | [12 empty] | No | Accepted to Connect | 2020-09-28 | N/A | N/A | N/A |  |  | N/A | 4.737 | 4.5 | 4.737 |  |  | 2019-01-09
DATA NOT AVAILABLE | Rawcliffe Gas | Rawcliffe Gas | Rawcliffe Estate | Bridge Lane | Goole | East Yorkshire | DN14 8QP | England | 468750 | 422889 | Camblesforth | Camblesforth | Rawcliffe | 11 | Northern Powergrid (Yorkshire) plc | Other | Other | No |  | 6 | 6.316 | [12 empty] | No | Accepted to Connect | 2020-09-28 | N/A | N/A | N/A |  |  | N/A | 6.316 | 6 | 6.316 |  |  | 2019-05-02
2394200145011 | Caxton Way Gas | Caxton Way Gas | Noble Way | Dinnington | Sheffield | South Yorkshire | S25 3QE | England | 451900 | 386436 | Thurcroft | Thurcroft | Caxton Way Gas | 66 | Northern Powergrid (Yorkshire) plc | Fossil Gas | Steam Turbine | Yes |  | 30 | 31.579 | [12 empty] | No | Connected | 2021-05-28 | 31.579 | 30 | 31.579 |  |  | 2021-02-11 | N/A | N/A | N/A |  |  | 2019-06-01
DATA NOT AVAILABLE | PV at Normandy Barracks | PV at Normandy Barracks | DST Leconfield PV | Normandy Barracks | Beverley | East Yorkshire | HU17 7LX | England | 502083 | 443491 | Creyke Beck | Beverley 132/33kV | Norwood | 11 | Northern Powergrid (Yorkshire) plc | Solar | Photovoltaic | No |  | 2.5 | 2.632 | [12 empty] | No | Accepted to Connect | 2020-09-28 | N/A | N/A | N/A |  |  | N/A | 2.632 | 0.5 | 0.526 |  |  | 2019-08-19
DATA NOT AVAILABLE | South Road CHP | South Road CHP | Skelton Grange ERF | South Road | Leeds | West Yorkshire | LS10 1RR | England | 433451 | 431474 | Skelton Grange | South Road CHP | South Road CHP Direct | 132 | Northern Powergrid (Yorkshire) plc | Fossil Gas | Steam Turbine | Yes |  | 45 | 47.368 | [12 empty] | No | Accepted to Connect | 2020-09-28 | N/A | N/A | N/A |  |  | N/A | 47.368 | 45 | 47.368 |  |  | 2019-06-01
DATA NOT AVAILABLE | Kirkhaw Lane Gas | Kirkhaw Lane Gas | Ferrybridge Gas | Kirkhaw | Knottingley | West Yorkshire | WF11 8RD | England | 447738 | 424916 | Ferrybridge B | Kirkhaw Lane | Kirkhaw Lane Gas | 33 | Northern Powergrid (Yorkshire) plc | Fossil Gas | Steam Turbine | Yes |  | 20 | 21.053 | [12 empty] | No | Accepted to Connect | 2020-09-28 | N/A | N/A | N/A |  |  | N/A | 21.053 | 20 | 21.053 |  |  | 2019-02-26
DATA NOT AVAILABLE | YW Calder Valley CHP | YW Calder Valley CHP | Yorkshire Water Calder Valley SI Works | Cooper Bridge Road | Mirfield | West Yorkshire | WF14 0BS | England | 417836 | 420810 | Elland | Brighouse 132/33kV | Deighton | 11 | Northern Powergrid (Yorkshire) plc | Fossil Gas | Steam Turbine | Yes |  | 2.984 | 3.141 | [12 empty] | No | Accepted to Connect | 2020-09-28 | N/A | N/A | N/A |  |  | N/A | 3.141 | 2.984 | 3.141 |  |  | 2019-09-12
2394000123276 | Kingspan Ltd | Kingspan Ltd | Kingspan Insulation | Enterprise Way | Sherburn In Elmet | West Yorkshire | LS25 6NE | England | 451460 | 433207 | Ferrybridge B | Bramham | Sherburn | 11 | Northern Powergrid (Yorkshire) plc | Fossil Gas | Steam Turbine | Yes |  | 17.16 | 18.063 | [12 empty] | No | Accepted to Connect | 2020-09-28 | N/A | N/A | N/A |  |  | N/A | 18.063 | 17.16 | 18.063 |  |  | 2019-10-22
DATA NOT AVAILABLE | Mercia Power - Commonside Lane | Mercia Power - Commonside Lane | Common Side Lane | Featherstone | Pontefract | West Yorkshire | WF7 6EH | England | 442242 | 420702 | Ferrybridge B | Featherstone | Commonside Lane | 11 | Northern Powergrid (Yorkshire) plc | Fossil Gas | Steam Turbine | Yes |  | 8 | 8.421 | [12 empty] | No | Accepted to Connect | 2020-09-28 | N/A | N/A | N/A |  |  | N/A | 8.421 | 8 | 8.421 |  |  | 2019-10-16
DATA NOT AVAILABLE | Harlaxton IDNO - Doncaster Inland Port - Additional | Harlaxton IDNO - Doncaster Inland Port - Additional | West End Lane | New Rossington | Doncaster | South Yorkshire | DN11 0PY | England | 460763 | 398514 | West Melton / Thorpe Marsh | Mallard Way | Doncaster Inland Port | 11 | Northern Powergrid (Yorkshire) plc | Solar | Photovoltaic | No |  | 8 | 8.421 | [12 empty] | No | Accepted to Connect | 2020-09-28 | N/A | N/A | N/A |  |  | N/A | 8.421 | 8 | 8.421 |  |  | 2019-10-19
DATA NOT AVAILABLE | Gibson Lane Wind Farm | Gibson Lane Wind Farm | Melton Industrial Park | Gibson Lane | North Ferriby | East Yorkshire | HU14 3HH | England | 497068 | 425897 | Creyke Beck | Hull West | Gibson Lane Windfarm | 33 | Northern Powergrid (Yorkshire) plc | Fossil Gas | Steam Turbine | No |  | 24 | 25.263 | [12 empty] | No | Accepted to Connect | 2020-09-28 | N/A | N/A | N/A |  |  | N/A | 25.263 | 24 | 25.263 |  |  | 2019-10-24
DATA NOT AVAILABLE | Scurf Dyke Solar | Scurf Dyke Solar | Scurf Dyke Farm | Cranswick | Driffield | East Yorkshire | YO25 9RD | England | 504826 | 450962 | Creyke Beck | Scurf Dyke Solar | Scurf Dyke Solar Direct | 132 | Northern Powergrid (Yorkshire) plc | Solar | Photovoltaic | No |  | 49.999 | 52.631 | [12 empty] | No | Accepted to Connect | 2020-09-28 | N/A | N/A | N/A |  |  | N/A | 52.631 | 49.999 | 52.631 |  |  | 2019-11-01
DATA NOT AVAILABLE | Custom Solar | Custom Solar | Port House | Northern Gateway | Hull | East Yorkshire | HU9 5NS | England | 513278 | 429248 | Saltend North | Hull East 132/33kV | King George Dock | 11 | Northern Powergrid (Yorkshire) plc | Solar | Photovoltaic | No |  | 6 | 6.316 | [12 empty] | No | Accepted to Connect | 2020-09-28 | N/A | N/A | N/A |  |  | N/A | 6.316 | 0 | 0 |  |  | 2019-04-24
DATA NOT AVAILABLE | Skelton Peak Gas | Skelton Peak Gas | Land as Skelton Grange Former Power Station | Skelton Grange Road | Leeds | West Yorkshire | LS10 1RR | England | 433451 | 431474 | Skelton Grange | Skelton Peak Gas | Skelton Peak Gas Direct | 132 | Northern Powergrid (Yorkshire) plc | Fossil Gas | Steam Turbine | No |  | 49.27 | 51.863 | [12 empty] | No | Accepted to Connect | 2020-09-28 | N/A | N/A | N/A |  |  | N/A | 51.863 | 49.27 | 51.863 |  |  | 2019-10-29
DATA NOT AVAILABLE | Pillswood Farm BESS 1 | Pillswood Farm BESS 1 | Pillswood Farm | Dunswell Road | Cottingham | East Yorkshire | HU16 4JS | England | 504952 | 434634 | Creyke Beck | Pillswood Farm Bess 1 | Pillswood Farm Bess 1 Direct | 132 | Northern Powergrid (Yorkshire) plc | Storage Battery | Battery | No |  | 49.95 | 52.579 | [12 empty] | No | Accepted to Connect | 2020-09-28 | N/A | N/A | N/A |  |  | N/A | 52.579 | 49.95 | 52.579 |  |  | 2017-03-30
DATA NOT AVAILABLE | Pillswood Farm BESS 2 | Pillswood Farm BESS 2 | Pillswood Farm | Dunswell Road | Cottingham | East Yorkshire | HU16 4JS | England | 504952 | 434634 | Creyke Beck | Pillswood Farm Bess 2 | Pillswood Farm Bess 2 Direct | 132 | Northern Powergrid (Yorkshire) plc | Storage Battery | Battery | No |  | 49.95 | 52.579 | [12 empty] | No | Accepted to Connect | 2020-09-28 | N/A | N/A | N/A |  |  | N/A | 52.579 | 49.95 | 52.579 |  |  | 2017-03-30
DATA NOT AVAILABLE | Park & Ride | Park & Ride | Park & Ride | Enterprise Way | Leeds | West Yorkshire | LS10 3DZ | England | 431588 | 430159 | Skelton Grange | Low Road | Leasowe Road | 11 | Northern Powergrid (Yorkshire) plc | Solar | Photovoltaic | No |  | 1 | 1.053 | [12 empty] | No | Accepted to Connect | 2020-09-28 | N/A | N/A | N/A |  |  | N/A | 1.053 | 1 | 1.053 |  |  | 2019-11-25
DATA NOT AVAILABLE | Harmony Energy Storage | Harmony Energy Storage | Land Adjacent to Driffield Sub Statation | Wansford Road | Driffield | East Yorkshire | Y025 8QS | England | 503848 | 457075 | Creyke Beck | Driffield/Beverley Group | Harmony Energy Storage | 66 | Northern Powergrid (Yorkshire) plc | Solar | Photovoltaic | No |  | 30 | 31.579 | [12 empty] | No | Accepted to Connect | 2020-09-28 | N/A | N/A | N/A |  |  | N/A | 31.579 | 30 | 31.579 |  |  | 2019-11-22
DATA NOT AVAILABLE | Camela Lane Solar | Camela Lane Solar | Camela Lane | Camblesforth | Selby | North Yorkshire | YO8 8HA | England | 464955 | 426950 | Camblesforth | Camblesforth | Camela Lane Solar | 66 | Northern Powergrid (Yorkshire) plc | Solar | Photovoltaic | No |  | 49 | 51.579 | [12 empty] | No | Accepted to Connect | 2020-09-28 | N/A | N/A | N/A |  |  | N/A | 51.579 | 49 | 51.579 |  |  | 2019-11-15
DATA NOT AVAILABLE | Gelderd Lane Gas | Gelderd Lane Gas | Gelderd Road Gas | Gelderd Road | Leeds | West Yorkshire | LS12 6NA | England | 426660 | 430648 | Kirkstall B | Beeston Royds 132/33kV | Gelderd Road Gas | 33 | Northern Powergrid (Yorkshire) plc | Fossil Gas | Steam Turbine | No |  | 20 | 21.053 | [12 empty] | No | Accepted to Connect | 2020-09-28 | N/A | N/A | N/A |  |  | N/A | 21.053 | 20 | 21.053 |  |  | 2019-12-12
DATA NOT AVAILABLE | Great Coates Renewable Energy Centre | Great Coates Renewable Energy Centre | Great Coates Renewable Energy Centre | Moody Lane | Grimsby | Lincolnshire | DN31 2SS | England | 522541 | 409304 | Grimsby West | Great Coates Energy Centre | Great Coates Energy Centre Direct | 132 | Northern Powergrid (Yorkshire) plc | Biomass | Steam Turbine | No |  | 18 | 18.947 | [12 empty] | No | Accepted to Connect | 2020-09-28 | N/A | N/A | N/A |  |  | N/A | 18.947 | 18 | 18.947 |  |  | 2019-12-23
DATA NOT AVAILABLE | Mauxhall Farm PV | Mauxhall Farm PV | Immingham Road | Stallingborough | Grimsby | Lincolnshire | DN41 8BS | England | 519133 | 413308 | Grimsby West | Immingham | Mauxhall Farm PV | 33 | Northern Powergrid (Yorkshire) plc | Solar | Photovoltaic | No |  | 25 | 26.316 | [12 empty] | Yes | Accepted to Connect | 2020-09-28 | N/A | N/A | N/A |  |  | N/A | 26.316 | 25 | 26.316 |  |  | 2020-01-07
DATA NOT AVAILABLE | Sunrise Renewables, Northern Gateway Biomass expansion | Sunrise Renewables, Northern Gateway Biomass expansion | Northern Gateway Biomass | King George Dock | Hull | East Yorkshire | HU9 5PS | England | 515204 | 429458 | Saltend North | Hull East 132/33kV | Northern Gateway Biomass | 33 | Northern Powergrid (Yorkshire) plc | Biomass | Steam Turbine | No |  | 1 | 1.053 | [12 empty] | No | Accepted to Connect | 2020-09-28 | N/A | N/A | N/A |  |  | N/A | 1.053 | 1 | 1.053 |  |  | 2020-01-22
DATA NOT AVAILABLE | Grimsby Solar Farm | Grimsby Solar Farm | Aylesbury Road | Aylesbury CP | Grimsby | Lincolnshire | DN37 9NU | England | 522239 | 408335 | Grimsby West | Grimsby Solar Farm | Grimsby Solar Farm Direct | 132 | Northern Powergrid (Yorkshire) plc | Solar | Photovoltaic | No |  | 49.9 | 52.526 | [12 empty] | No | Accepted to Connect | 2020-09-28 | N/A | N/A | N/A |  |  | N/A | 52.526 | 49.9 | 52.526 |  |  | 2020-01-15
DATA NOT AVAILABLE | Hull Royal Infirmary CHP | Hull Royal Infirmary CHP | Hull Royal Infirmary | Anlaby Road | Hull | East Yorkshire | HU3 2JZ | England | 508397 | 428848 | Creyke Beck | Hull South | Clarendon Street | 11 | Northern Powergrid (Yorkshire) plc | Fossil Gas | Steam Turbine | Yes |  | 1.5 | 1.579 | [12 empty] | No | Accepted to Connect | 2020-09-28 | N/A | N/A | N/A |  |  | N/A | 1.579 | 1.5 | 1.579 |  |  | 2020-02-24
DATA NOT AVAILABLE | Omya Wind Farm | Omya Wind Farm | Melton Bottom | Melton | North Ferriby | East Yorkshire | HU14 3HU | England | 496994 | 427008 | Creyke Beck | Hull West | Gibson Lane | 11 | Northern Powergrid (Yorkshire) plc | Wind | Onshore Wind Turbines | No |  | 3 | 3.158 | [12 empty] | No | Accepted to Connect | 2020-09-28 | N/A | N/A | N/A |  |  | N/A | 3.158 | 3 | 3.158 |  |  | 2020-02-06
DATA NOT AVAILABLE | Stillingfleet Colliery Generation Additional | Stillingfleet Colliery Generation Additional | Stilingfleet Colliery | Escrick Road | York | North Yorkshire | YP19 6SG | England | 466548 | 426704 | Drax | Osgodby 1/2 | Stillingfleet | 33 | Northern Powergrid (Yorkshire) plc | Waste | Gas Turbine | No |  | 5.3 | 5.579 | [12 empty] | No | Accepted to Connect | 2020-09-28 | N/A | N/A | N/A |  |  | N/A | 5.579 | 5.3 | 5.579 |  |  | 2019-11-04
DATA NOT AVAILABLE | Kellingley Colliery CHP | Kellingley Colliery CHP | Former Kellingley Colliery | Turvers Lane | Knottingley | West Yorkshire | WF11 8DT | England | 452874 | 423653 | Ferrybridge A | Ferrybridge A | Kellingley CHP | 66 | Northern Powergrid (Yorkshire) plc | Fossil Gas | Steam Turbine | No |  | 38 | 40 | [12 empty] | No | Accepted to Connect | 2020-09-28 | N/A | N/A | N/A |  |  | N/A | 40 | 38 | 40 |  |  | 2019-10-14
DATA NOT AVAILABLE | Sandall Stones W2E | Sandall Stones W2E | Land Off Sandall Stones Road | Kirk Sandall Industrial Estate | Doncaster | South Yorkshire | DN3 1QR | England | 460978 | 407413 | West Melton / Thorpe Marsh | Doncaster B/Thorpe Marsh | Sandall Stones W2E | 66 | Northern Powergrid (Yorkshire) plc | Waste | Gas Turbine | No |  | 30 | 31.579 | [12 empty] | No | Accepted to Connect | 2020-09-28 | N/A | N/A | N/A |  |  | N/A | 31.579 | 30 | 31.579 |  |  | 2020-05-18 |  |  |  |  | NPG_Y_REIN_002
DATA NOT AVAILABLE | Ferndale Park Hull W2E | Ferndale Park Hull W2E | Century Yard | Hendon Road | Saltend | 0 | HU12 8FV | England | 515204 | 429458 | Saltend North | Hull East 132/33kV | Ferndale Park Hull W2E | 33 | Northern Powergrid (Yorkshire) plc | Waste | Gas Turbine | No |  | 18 | 18.947 | [12 empty] | No | Accepted to Connect | 2020-10-12 | N/A | N/A | N/A |  |  | N/A | 18.947 | 18 | 18.947 |  |  | 2020-08-10
2394000019176 | Stillingfleet Colliery Generation | Stillingfleet Colliery Generation | Stillingfleet Colliery | Strillingfleet | York | North Yorkshire | Y04 6HX | England | 466548 | 426704 | Drax | Osgodby 1/2 | Stillingfleet | 33 | Northern Powergrid (Yorkshire) plc | Fossil Oil | Engine | No |  | 3.2 | 3.368 | [12 empty] | No | Accepted to Connect | 2020-10-12 | N/A | N/A | N/A |  |  | N/A | 3.368 | 3.2 | 3.368 |  |  | 2020-07-10
DATA NOT AVAILABLE | Millennium Park (aka Yarborough Road) PV | Millennium Park (aka Yarborough Road) PV | Humberston Ave | Humberston | Grmsby | Lincolnshire | DN36 4JA | England | 530887 | 405321 | Grimsby West | Yarborough Road 132/33kV | Yarborough Road 33/11kV | 11 | Northern Powergrid (Yorkshire) plc | Solar | Photovoltaic | No |  | 8 | 8.421 | [12 empty] | No | Accepted to Connect | 2020-10-12 | N/A | N/A | N/A |  |  | N/A | 8.421 | 8 | 8.421 |  |  | 2020-06-30
DATA NOT AVAILABLE | Next Solar | Next Solar | ELMSALL WAY WAREHOUSE | DALE LANE | PONTEFRACT | West Yorkshire | WF9 2XT | England | 448349 | 411936 | Ferrybridge A | Ferrybridge A | South Elmsall | 11 | Northern Powergrid (Yorkshire) plc | Solar | Photovoltaic | No |  | 2 | 2.105 | [12 empty] | No | Accepted to Connect | 2020-10-12 | N/A | N/A | N/A |  |  | N/A | 2.105 | 2 | 2.105 |  |  | 2020-09-11
DATA NOT AVAILABLE | MITCHELLS INDUSTRIAL PARK | MITCHELLS INDUSTRIAL PARK | MITCHELLS INDUSTRIAL PARK | BRADBERRY BALK LANE | BARNSLEY | South Yorkshire | S73 8HR | England | 439369 | 404088 | West Melton Section 3 | West Melton | Aldham | 11 | Northern Powergrid (Yorkshire) plc | Fossil Gas | Steam Turbine | Yes |  | 8 | 8.421 | [12 empty] | No | Accepted to Connect | 2020-10-12 | N/A | N/A | N/A |  |  | N/A | 8.421 | 8 | 8.421 |  |  | 2019-10-03
DATA NOT AVAILABLE | Kingspan Insulation | Kingspan Insulation | HURRICANE PARK | ENTERPRISE WAY | Leeds | West Yorkshire | LS25 6NA | England | 451081 | 433482 | Ferrybridge B | Bramham | Enterprise Way CHP | 33 | Northern Powergrid (Yorkshire) plc | Fossil Gas | Steam Turbine | Yes |  | 25 | 26.316 | [12 empty] | No | Accepted to Connect | 2020-10-12 | N/A | N/A | N/A |  |  | N/A | 26.316 | 17 | 17.895 |  |  | 2020-09-17
DATA NOT AVAILABLE | Chapel Lane PV | Chapel Lane PV | Chapel Lane | Keadby | Scunthorpe | Lincolnshire | DN17 3EL | England | 483239 | 412019 | Keadby | Chapel Lane PV | Chapel Lane PV Direct | 132 | Northern Powergrid (Yorkshire) plc | Solar | Photovoltaic | No |  | 49.9 | 52.526 | [12 empty] | No | Accepted to Connect | 2020-10-12 | N/A | N/A | N/A |  |  | N/A | 52.526 | 49.9 | 52.526 |  |  | 2020-09-21
DATA NOT AVAILABLE | Bawtry Solar Farm | Bawtry Solar Farm | HIGH COMMON LANE | AUSTERFIELD | DONCASTER | South Yorkshire | DN10 6HA | England | 465005 | 397189 | West Melton / Thorpe Marsh | Doncaster B/Thorpe Marsh | Bawtry Solar | 66 | Northern Powergrid (Yorkshire) plc | Solar | Photovoltaic | No |  | 51 | 53.684 | [12 empty] | No | Accepted to Connect | 2020-10-16 | N/A | N/A | N/A |  |  | N/A | 53.684 | 40 | 42.105 |  |  | 2020-06-04
DATA NOT AVAILABLE | West Melton BESS | West Melton BESS | WEST MELTON | BRAMPTON BIERLOW | ROTHERHAM | South Yorkshire | S63 6LS | England | 441097 | 400718 | West Melton Section 3 | West Melton BESS | West Melton BESS Direct | 132 | Northern Powergrid (Yorkshire) plc | Storage Battery | Battery | No |  | 49.9 | 52.526 | [12 empty] | No | Accepted to Connect | 2020-12-11 | N/A | N/A | N/A |  |  | N/A | 52.526 | 49.9 | 52.526 |  |  | 2020-09-22
DATA NOT AVAILABLE | Elmsall Way Standby | Elmsall Way Standby | Elmswall Way | South Elmsall | Pontefract | West Yorkshire | WF9 2XT | England | 448349 | 411936 | Ferrybridge A | Ferrybridge A | South Elmsall | 11 | Northern Powergrid (Yorkshire) plc | Fossil Oil | Engine | No |  | 1.6 | 1.684 | [12 empty] | No | Accepted to Connect | 2020-12-11 | N/A | N/A | N/A |  |  | N/A | 1.684 | 1.6 | 1.684 |  |  | 2020-10-01
DATA NOT AVAILABLE | Greenside Park CHP | Greenside Park CHP | Greenside Park | Cemetery Road | Bradford | West Yorkshire | BD8 9RU | England | 413648 | 433323 | Bradford West | Girlington | Four Lane Ends | 11 | Northern Powergrid (Yorkshire) plc | Fossil Gas | Steam Turbine | Yes |  | 1.5 | 1.579 | [12 empty] | No | Accepted to Connect | 2020-12-11 | N/A | N/A | N/A |  |  | N/A | 1.579 | 1.5 | 1.579 |  |  | 2020-10-05
DATA NOT AVAILABLE | Harop Lane PV 1 | Harop Lane PV 1 | Lane at Harop Lane | Harop Lane | Bradford | West Yorkshire | BD15 0DZ | England | 409242 | 436469 | Bradford West | Bradford West | Harop Lane BESS | 33 | Northern Powergrid (Yorkshire) plc | Storage Battery | Battery | No |  | 49.9 | 52.526 | [12 empty] | No | Accepted to Connect | 2020-12-11 | N/A | N/A | N/A |  |  | N/A | 52.526 | 49.9 | 52.526 |  |  | 2020-07-02
DATA NOT AVAILABLE | Harop Lane PV 2 | Harop Lane PV 2 | Lane at Harop Lane | Harop Lane | Bradford | West Yorkshire | BD15 0DZ | England | 409242 | 436469 | Bradford West | Bradford West | Harop Lane BESS | 33 | Northern Powergrid (Yorkshire) plc | Storage Battery | Battery | No |  | 37.1 | 39.053 | [12 empty] | No | Accepted to Connect | 2021-06-10 | N/A | N/A | N/A |  |  | N/A | 39.053 | 37.1 | 39.053 |  |  | 2020-07-02
DATA NOT AVAILABLE | Ealand Solar Farm | Ealand Solar Farm | Ealand Solar Farm | Chapel Lane | Keadby | Lincolnshire | DN17 3EL | England | 483239 | 412019 | Keadby | Keadby | Ealand Solar Farm | 33 | Northern Powergrid (Yorkshire) plc | Solar | Photovoltaic | No |  | 49.999 | 52.631 | [12 empty] | No | Accepted to Connect | 2021-06-10 | N/A | N/A | N/A |  |  | N/A | 52.631 | 49.999 | 52.631 |  |  | 2020-12-08
2380001097288 | Castle Hill Hospital | Castle Hill Hospital | Castle Hill Hospital | Castle Road | Cottingham | East Yorkshire | HU16 5JQ | England | 502456 | 432355 | Creyke Beck | Hull South | County Road North | 11 | Northern Powergrid (Yorkshire) plc | Fossil Gas | Steam Turbine | Yes |  | 1.521 | 1.601 | [12 empty] | No | Accepted to Connect | 2021-06-10 | N/A | N/A | N/A |  |  | N/A | 1.601 | 1.521 | 1.601 |  |  | 2021-01-19
DATA NOT AVAILABLE | Low Farm Solar | Low Farm Solar | Low Farm | Dunswell Lane | COTTINGHAM | East Yorkshire | HU16 4JP | England | 505616 | 435567 | Creyke Beck | Beverley 132/33kV | Low Farm Solar | 33 | Northern Powergrid (Yorkshire) plc | Solar | Photovoltaic | No |  | 25 | 26.316 | [12 empty] | No | Accepted to Connect | 2021-06-10 | N/A | N/A | N/A |  |  | N/A | 26.316 | 25 | 26.316 |  |  | 2021-02-15
DATA NOT AVAILABLE | Ledston Solar | Ledston Solar | West of Barnsdale Road | West of Barnsdale Road | Leeds | West Yorkshire | WF10 2AX | England | 442467 | 429000 | Ferrybridge A | Ferrybridge A | Ledston | 66 | Northern Powergrid (Yorkshire) plc | Solar | Photovoltaic | No |  | 40 | 42.105 | [12 empty] | No | Accepted to Connect | 2021-06-10 | N/A | N/A | N/A |  |  | N/A | 42.105 | 40 | 42.105 |  |  | 2021-02-25
DATA NOT AVAILABLE | Tesco DC Generator | Tesco DC Generator | Teso DC | Middle Bank | Doncaster | South Yorkshire | DN4 5JJ | England | 458109 | 401900 | West Melton / Thorpe Marsh | Mallard Way | Jarratt Street | 11 | Northern Powergrid (Yorkshire) plc | Fossil Gas | Steam Turbine | Yes |  | 1.25 | 1.316 | [12 empty] | No | Accepted to Connect | 2021-06-10 | N/A | N/A | N/A |  |  | N/A | 1.316 | 1.25 | 1.316 |  |  | 2021-02-25
DATA NOT AVAILABLE | Coca Cola Wakefield Solar | Coca Cola Wakefield Solar | Coca Cola Wakefield | Kenmore Road | Wakefield | West Yorkshire | WF2 0XR | England | 431793 | 424771 | Skelton Grange | Wakefield North | Kenmore Road | 11 | Northern Powergrid (Yorkshire) plc | Solar | Photovoltaic | No |  | 2.775 | 2.921 | [12 empty] | No | Accepted to Connect | 2021-06-10 | N/A | N/A | N/A |  |  | N/A | 2.921 | 2.775 | 2.921 |  |  | 2021-02-10
DATA NOT AVAILABLE | Naylor Drainage Ltd CHP | Naylor Drainage Ltd CHP | Acton Works | Lane Head Road | Barnsley | South Yorkshire | S75 4AD | England | 426920 | 406880 | West Melton Section 3 | Hunningley | Burton Road | 11 | Northern Powergrid (Yorkshire) plc | Fossil Gas | Steam Turbine | Yes |  | 1.521 | 1.601 | [12 empty] | No | Accepted to Connect | 2021-06-10 | N/A | N/A | N/A |  |  | N/A | 1.601 | 1.521 | 1.601 |  |  | 2021-02-01
DATA NOT AVAILABLE | University of Sheffield BESS | University of Sheffield BESS | University Of Sheffield | Europa Avenue | Sheffield | South Yorkshire | S10 2TN | England | 434046 | 387348 | Wincobank | Wincobank | Waverley Business Park | 11 | Northern Powergrid (Yorkshire) plc | Storage Battery | Battery | No |  | 1 | 1.053 | [12 empty] | No | Accepted to Connect | 2021-06-10 | N/A | N/A | N/A |  |  | N/A | 1.053 | 1 | 1.053 |  |  | 2021-02-25
DATA NOT AVAILABLE | Prince of Wales Solar Park | Prince of Wales Solar Park | Prince of Wales Solar Park | Lady Bulk Lane | Pontefract | West Yorkshire | WD8 1JP | England | 440744 | 421252 | Ferrybridge B | Featherstone | Prince of Wales Solar | 33 | Northern Powergrid (Yorkshire) plc | Solar | Photovoltaic | No |  | 25 | 26.316 | [12 empty] | No | Accepted to Connect | 2021-06-10 | N/A | N/A | N/A |  |  | N/A | 26.316 | 25 | 26.316 |  |  | 2021-04-14
DATA NOT AVAILABLE | Rusholme Grange BESS | Rusholme Grange BESS | Rusholme Lane | Drax | Selby | North Yorkshire | YO8 8PW | England | 468713 | 426690 | Camblesforth | Camblesforth | Rusholme Windfarm | 66 | Northern Powergrid (Yorkshire) plc | Storage Battery | Battery | No |  | 35 | 36.842 | [12 empty] | No | Accepted to Connect | 2021-06-10 | N/A | N/A | N/A |  |  | N/A | 36.842 | 35 | 36.842 |  |  | 2021-05-17
MSID_7300 | Lynemouth Power Station | Lynemouth Power Station | Lynemouth Power Station | Lynemouth | Ashington | Northumberland | NE63 9NW | England | 430840 | 589763 | Blyth 132kV | Lynemouth Power | Lynemouth Power Direct | 132 | Northern Powergrid (Northeast) Limited | Biomass | Steam Turbine | No |  | 399 | 420 | [12 empty] | Yes | Connected | 2021-06-10 | 420 | 380 | 400 |  |  | 2002-10-01 | N/A | N/A | N/A |  |  | DATA NOT AVAILABLE
1574000324461 | North Steads (Formerly Blue Sky) Wind Farm | North Steads (Formerly Blue Sky) Wind Farm | North Steads Wind Farm | Widdrington | Morpeth | Northumberland | NE61 5EB | England | 424353 | 597461 | Blyth 66kV | Blyth 66kV | Widdrington Steads Windfarm | 66 | Northern Powergrid (Northeast) Limited | Wind | Onshore Wind | No |  | 18.5 | 19.474 | [12 empty] | No | Connected | 2021-05-28 | 19.474 | 18.5 | 19.474 |  |  | 2016-05-25 | N/A | N/A | N/A |  |  | 2014-06-12
1574000324470 | Sisters Wind Farm | Sisters Wind Farm | Sisters Wind Farm | Widdrington | Morpeth | Northumberland | NE61 5ED | England | 425050 | 595508 | Blyth 66kV | Blyth 66kV | Widdrington Church Windfarm | 66 | Northern Powergrid (Northeast) Limited | Wind | Onshore Wind | No |  | 8.2 | 8.632 | [12 empty] | No | Connected | 2021-05-28 | 8.632 | 8.2 | 8.632 |  |  | 2016-06-13 | N/A | N/A | N/A |  |  | 2014-09-02
1574000311045 | Berwick Drift Wind Farm, Park Road | Berwick Drift Wind Farm, Park Road | Woodhorn Village | Lynemouth | Morpeth | Northumberland | NE61 5XH | England | 429715 | 590240 | Blyth 132kV | Linton | Lynemouth | 20 | Northern Powergrid (Northeast) Limited | Wind | Onshore Wind | No |  | 2.299 | 2.42 | [12 empty] | No | Connected | 2021-05-28 | 2.42 | 2.299 | 2.42 |  |  | 2013-03-28 | N/A | N/A | N/A |  |  | DATA NOT AVAILABLE
1574000309384 | Middlemoor Wind Farm | Middlemoor Wind Farm | Middlemoor Farmhouse | North Charlton | Chathill | Northumberland | NE67 5HP | England | 414132 | 624734 | Blyth 132kV | Linton | Middlemoor Windfarm | 66 | Northern Powergrid (Northeast) Limited | Wind | Onshore Wind | No |  | 54.15 | 57 | [12 empty] | Yes | Connected | 2021-05-28 | 57 | 54.15 | 57 |  |  | 2012-11-19 | N/A | N/A | N/A |  |  | DATA NOT AVAILABLE
1574000309375 | Wandylaw Windfarm | Wandylaw Windfarm | Wandylaw Wind Farm | Wandylaw | Chathill | Northumberland | NE67 5HG | England | 421011 | 616361 | Blyth 132kV | Linton | Wandylaw Windfarm | 66 | Northern Powergrid (Northeast) Limited | Wind | Onshore Wind | No |  | 20.501 | 21.58 | [12 empty] | Yes | Connected | 2021-05-28 | 21.58 | 20.501 | 21.58 |  |  | 2013-01-30 | N/A | N/A | N/A |  |  | DATA NOT AVAILABLE
1574000302403 | Lynemouth Wind Farm | Lynemouth Wind Farm | Third House Farm | Woodhorn | Ashington | Northumberland | NE63 9YQ | England | 427728 | 589471 | Blyth 132kV | Lynemouth Windfarm | Lynemouth Windfarm Direct | 132 | Northern Powergrid (Northeast) Limited | Wind | Onshore Wind | No |  | 29.925 | 31.5 | [12 empty] | Yes | Connected | 2021-05-28 | 31.5 | 29.925 | 31.5 |  |  | 2011-11-07 | N/A | N/A | N/A |  |  | DATA NOT AVAILABLE
1594001010515 | Blyth Harbour Wind Farm | Blyth Harbour Wind Farm | Blyth Wind Farm | Blyth Harbour | Blyth | Northumberland | NE24 2AS | England | 427517 | 586462 | Blyth 66kV | Blyth 66kV | Ashington | 11 | Northern Powergrid (Northeast) Limited | Wind | Onshore Wind | No |  | 3.24 | 3.411 | [12 empty] | No | Connected | 2021-05-28 | 3.411 | 3.24 | 3.411 |  |  | 2000-11-14 | N/A | N/A | N/A |  |  | DATA NOT AVAILABLE
1594001158105 | Ellington Road Landfill | Ellington Road Landfill | Ellington Landfill Site | Newmoor Road | Ashington | Northumberland | NE63 9XS | England | 427517 | 586462 | Blyth 66kV | Blyth 66kV | Ashington | 11 | Northern Powergrid (Northeast) Limited | Waste | Steam Turbine | No |  | 1.31 | 1.379 | [12 empty] | No | Connected | 2021-05-28 | 1.379 | 1.31 | 1.379 |  |  | 1999-12-30 | N/A | N/A | N/A |  |  | 2015-05-18
1574000240643 | Brenkley Landfill | Brenkley Landfill | Brenkley Lane | Seaton Burn | Newcastle Upon Tyne | Tyne and Wear | NE13 6BT | England | 423574 | 574359 | Blyth 66kV | Blyth 66kV | Fawdon T1 | 20 | Northern Powergrid (Northeast) Limited | Waste | Steam Turbine | No |  | 2.2 | 2.316 | [12 empty] | No | Connected | 2021-05-28 | 2.316 | 2.09 | 2.2 |  |  | 2004-01-06 | N/A | N/A | N/A |  |  | DATA NOT AVAILABLE
1574000181519 | Blyth Offshore Windfarm, Bath Lane Meter | Blyth Offshore Windfarm, Bath Lane Meter | Blyth Offshore Windfarm | Blyth Offshore Windfarm | Blyth | Northumberland | NE24 3AT | England | 431070 | 581632 | Blyth 66kV | Blyth 66kV | Maddison Street | 11 | Northern Powergrid (Northeast) Limited | Wind | Offshore Wind Turbines | No |  | 3.8 | 4 | [12 empty] | No | Connected | 2021-05-28 | 4 | 0.015 | 0.016 |  |  | 2000-11-28 | N/A | N/A | N/A |  |  | DATA NOT AVAILABLE
1570100193976 | Blyth Offshore Windfarm, Bath Lane Meter | Blyth Offshore Windfarm, Bath Lane Meter | Blyth Offshore Windfarm | Blyth Offshore Windfarm | Blyth | Northumberland | NE24 3AT | England | 431070 | 581632 | Blyth 66kV | Blyth 66kV | Maddison Street | 11 | Northern Powergrid (Northeast) Limited | Wind | Offshore Wind Turbines | No |  | 3.8 | 4 | [12 empty] | No | Connected | 2021-05-28 | 4 | 3.8 | 4 |  |  | 2000-11-28 | N/A | N/A | N/A |  |  | DATA NOT AVAILABLE
1574000308682 | Wingates (Windylaw) Wind Farm | Wingates (Windylaw) Wind Farm | Windylaw Windfarm | Longhorsley | Morpeth | Northumberland | NE65 8RL | England | 420931 | 585449 | Blyth 66kV | Blyth 66kV | Morpeth | 20 | Northern Powergrid (Northeast) Limited | Wind | Onshore Wind | No |  | 15 | 15.789 | [12 empty] | No | Connected | 2021-05-28 | 15.789 | 14.393 | 15.151 |  |  | 2013-02-26 | N/A | N/A | N/A |  |  | DATA NOT AVAILABLE
MSID_7333 | Blyth Offshore Windfarm - Currently Installed | Blyth Offshore Windfarm - Currently Installed | Blyth Offshore Windfarm | Blyth Offshore Windfarm | Blyth | Northumberland | NE24 3AT | England | 436576 | 585012 | Blyth 66kV | Blyth 66kV | Blyth Offshore Windfarm | 66 | Northern Powergrid (Northeast) Limited | Wind | Offshore Wind Turbines | No |  | 41.5 | 43.684 | [12 empty] | No | Connected | 2021-05-28 | 43.684 | 41.5 | 43.684 |  |  | 2017-04-28 | N/A | N/A | N/A |  |  | 2011-02-28
1594001132161 | Seghill Landfill Site Generator | Seghill Landfill Site Generator | Suez Recycling | Seghill | Cramlington | Northumberland | NE23 7DY | England | 429771 | 574655 | Blyth 66kV | Blyth 66kV | Seghill | 11 | Northern Powergrid (Northeast) Limited | Waste | Steam Turbine | No |  | 3.943 | 4.151 | [12 empty] | No | Connected | 2021-05-28 | 4.151 | 3.8 | 4 |  |  | 2004-11-01 | N/A | N/A | N/A |  |  | DATA NOT AVAILABLE
1574000295703 | Plessey Wind Farm | Plessey Wind Farm | Merck Sharp & Dohme LTD | Shotton Lane | Cramlington | Northumberland | NE23 3JU | England | 425835 | 579181 | Blyth 66kV | Blyth 66kV | West Hartford | 11 | Northern Powergrid (Northeast) Limited | Wind | Onshore Wind | No |  | 3.99 | 4.2 | [12 empty] | No | Connected | 2021-05-28 | 4.2 | 3.8 | 4 |  |  | 2010-09-01 | N/A | N/A | N/A |  |  | DATA NOT AVAILABLE
1574000305886 | Green Rigg Wind Farm | Green Rigg Wind Farm | Green Rigg Fell | Birtley | Hexham | Northumberland | NE48 3JJ | England | 389545 | 568613 | Fourstones 20kV | Fourstones 20kV | Fourstones 20kV Direct | 20 | Northern Powergrid (Northeast) Limited | Wind | Onshore Wind | No |  | 34.2 | 36 | [12 empty] | No | Connected | 2021-05-28 | 36 | 34.2 | 36 |  |  | 2012-05-11 | N/A | N/A | N/A |  |  | DATA NOT AVAILABLE
1574000327286 | Ray Windfarm, Kirkwhelpington (Ray Fell Windfarm) | Ray Windfarm, Kirkwhelpington (Ray Fell Windfarm) | Ray Windfarm | Farm Kirkwhelpington | Kirkwhelpington | Northumberland | NE19 2RJ | England | 395646 | 586355 | Fourstones 33kV | Fourstones 33kV | Ray Fell Windfarm | 33 | Northern Powergrid (Northeast) Limited | Wind | Onshore Wind | No |  | 54.4 | 57.263 | [12 empty] | No | Connected | 2021-05-28 | 57.263 | 54.4 | 57.263 |  |  | 2016-11-01 | N/A | N/A | N/A |  |  | DATA NOT AVAILABLE
1574000243324 | Hartlepool University Hospital | Hartlepool University Hospital | Hartlepool University Hospital | Holdforth Road | Hartlepool | County Durham | TS24 9AH | England | 450748 | 533791 | Hartmoor | Hartmoor | Amberton Road | 11 | Northern Powergrid (Northeast) Limited | Fossil Gas | Gas Turbine | No |  | 2 | 2.105 | [12 empty] | No | Connected | 2021-05-28 | 2.105 | 1.9 | 2 |  |  | 2003-11-03 | N/A | N/A | N/A |  |  | DATA NOT AVAILABLE
1574000237924 | High Volts Wind Farm | High Volts Wind Farm | Potters Farm | Elwick | Hartlepool | County Durham | TS27 3ED | England | 445309 | 533301 | Hartmoor | Hartmoor | Hartmoor 66/20kV | 20 | Northern Powergrid (Northeast) Limited | Wind | Onshore Wind | No |  | 7.838 | 8.251 | [12 empty] | No | Connected | 2021-05-28 | 8.251 | 7.363 | 7.751 |  |  | 2003-06-20 | N/A | N/A | N/A |  |  | DATA NOT AVAILABLE
1574000295331 | Haswell Moor Wind Farm | Haswell Moor Wind Farm | Haswell Moor Wind Farm | Haswell Moor | Haswell | Country Durham | DH6 2BD | England | 440530 | 540420 | Hartmoor | Hartmoor | Peterlee West | 11 | Northern Powergrid (Northeast) Limited | Wind | Onshore Wind | No |  | 10 | 10.526 | [12 empty] | No | Connected | 2021-05-28 | 10.526 | 9.938 | 10.461 |  |  | 2010-09-21 | N/A | N/A | N/A |  |  | DATA NOT AVAILABLE
1574000297710 | High Haswell Wind Farm | High Haswell Wind Farm | High Haswell Wind Farm | Durham Lane | Haswell | Country Durham | DH6 2BD | England | 440530 | 540420 | Hartmoor | Hartmoor | Peterlee West | 11 | Northern Powergrid (Northeast) Limited | Wind | Onshore Wind | No |  | 3.8 | 4 | [12 empty] | No | Connected | 2021-05-28 | 4 | 3.8 | 4 |  |  | 2011-02-21 | N/A | N/A | N/A |  |  | DATA NOT AVAILABLE
1574000280390 | High Swainston Windfarm | High Swainston Windfarm | High Swainston Wind Farm | Wynyard | Billingham | Country Durham | TS22 5NS | England | 440191 | 530379 | Hartmoor | Hartmoor | Wynyard | 11 | Northern Powergrid (Northeast) Limited | Wind | Onshore Wind | No |  | 13.4 | 14.105 | [12 empty] | No | Connected | 2021-05-28 | 14.105 | 12.065 | 12.7 |  |  | 2007-11-21 | N/A | N/A | N/A |  |  | DATA NOT AVAILABLE
1574000326956 | Red Gap Moor Wind Farm | Red Gap Moor Wind Farm | Red Gap Moor Wind Farm | Elwick | Hartlepool | Country Durham | TS27 3HH | England | 444942 | 529363 | Hartmoor | Hartmoor | Wynyard | 11 | Northern Powergrid (Northeast) Limited | Wind | Onshore Wind | No |  | 12.5 | 13.158 | [12 empty] | No | Connected | 2021-05-28 | 13.158 | 14.25 | 15 |  |  | 2016-11-24 | N/A | N/A | N/A |  |  | 2015-07-01
1574000229890 | Harehills Wind Farm | Harehills Wind Farm | Harehill Wind Farm | Haswell Plough | Haswell | Country Durham | DH6 2BA | England | 438560 | 545871 | Hawthorn Pit Grid | Hawthorn Pit Grid | Hawthorn Pit | 20 | Northern Powergrid (Northeast) Limited | Wind | Onshore Wind | No |  | 5.225 | 5.5 | [12 empty] | No | Connected | 2021-05-28 | 5.5 | 5.225 | 5.5 |  |  | 2010-04-01 | N/A | N/A | N/A |  |  | DATA NOT AVAILABLE
1574000227795 | High Sharperley Wind Farm | High Sharperley Wind Farm | High Sharperley Wind Farm | Seaton Burn | Seaham | Country Durham | SR7 | England | 438560 | 545871 | Hawthorn Pit Grid | Hawthorn Pit Grid | Hawthorn Pit | 20 | Northern Powergrid (Northeast) Limited | Wind | Onshore Wind | No |  | 2.47 | 2.6 | [12 empty] | No | Connected | 2021-05-28 | 2.6 | 2.375 | 2.5 |  |  | 2002-11-20 | N/A | N/A | N/A |  |  | DATA NOT AVAILABLE
1574000308901 | South Sharpley Wind Farm | South Sharpley Wind Farm | South Sharpley Wind Farm | South Sharpley Wind Farm | Seaham | Country Durham | SR7 0NH | England | 438560 | 545871 | Hawthorn Pit Grid | Hawthorn Pit Grid | Hawthorn Pit | 20 | Northern Powergrid (Northeast) Limited | Wind | Onshore Wind | No |  | 5.89 | 6.2 | [12 empty] | No | Connected | 2021-05-28 | 6.2 | 5.928 | 6.24 |  |  | 2012-09-27 | N/A | N/A | N/A |  |  | DATA NOT AVAILABLE
1574000263144 | Biffa Waste | Biffa Waste | Houghton Le Spring Landfill Site | Houghton Quarry | Houghton Le Spring | Tyne and Wear | DH4 4AV | England | 433116 | 550274 | Hawthorn Pit Grid | Hawthorn Pit Grid | Houghton | 11 | Northern Powergrid (Northeast) Limited | Waste | Steam Turbine | No |  | 1.9 | 2 | [12 empty] | No | Connected | 2021-05-28 | 2 | 1.9 | 2 |  |  | 2005-11-02 | N/A | N/A | N/A |  |  | DATA NOT AVAILABLE
1574000316052 | Rainton House Office | Rainton House Office | Rainton House Office | Cygnet Way | Houghton Le Spring | Tyne and Wear | DH4 5QZ | England | 433097 | 548818 | Hawthorn Pit Grid | Hawthorn Pit Grid | Houghton | 11 | Northern Powergrid (Northeast) Limited | Fossil Gas | Steam Turbine | Yes |  | 1.995 | 2.1 | [12 empty] | No | Connected | 2021-05-28 | 2.1 | 1.995 | 2.1 |  |  | 2014-02-18 | N/A | N/A | N/A |  |  | DATA NOT AVAILABLE
1574000324842 | Caterpillar Solar Farm | Caterpillar Solar Farm | Durham Road | Easington Village | Peterlee | Country Durham | SR8 3UJ | England | 440403 | 542219 | Hawthorn Pit Grid | Hawthorn Pit Grid | Peterlee Industrial | 11 | Northern Powergrid (Northeast) Limited | Solar | Photovoltaic | No |  | 5 | 5.263 | [12 empty] | No | Connected | 2021-05-28 | 5.263 | 4.974 | 5.236 |  |  | 2016-03-10 | N/A | N/A | N/A |  |  | DATA NOT AVAILABLE
1574000292154 | Great Eppleton Wind Farm | Great Eppleton Wind Farm | Great Eppleton Wind Farm | Hetton-Le-Hole | Houghton Le Spring | Country Durham | DH5 9NL | England | 441328 | 546940 | Hawthorn Pit Grid | Hawthorn Pit Grid | Stoney Cut | 20 | Northern Powergrid (Northeast) Limited | Wind | Onshore Wind | No |  | 7.79 | 8.2 | [12 empty] | No | Connected | 2021-05-28 | 8.2 | 7.79 | 8.2 |  |  | 2009-12-14 | N/A | N/A | N/A |  |  | DATA NOT AVAILABLE
1574000275033 | Knabs Ridge Wind Farm | Knabs Ridge Wind Farm | Knabs Ridge Wind Farm | Pennypot Lane | Harrogate | North Yorkshire | HG3 2SE | England | 423314 | 455605 | Knaresborough | Harrogate 132/33kV | Knabs Ridge | 33 | Northern Powergrid (Northeast) Limited | Wind | Onshore Wind | No |  | 15.2 | 16 | [12 empty] | No | Connected | 2021-05-28 | 16 | 16.055 | 16.9 |  |  | 2010-04-01 | N/A | N/A | N/A |  |  | DATA NOT AVAILABLE
1574000323529 | Harrogate District Hospital | Harrogate District Hospital | Harrogate District Hospital | Lancaster Park Road | Harrogate | North Yorkshire | HG2 7SX | England | 431637 | 455366 | Knaresborough | Harrogate 132/33kV | Starbeck | 11 | Northern Powergrid (Northeast) Limited | Fossil Gas | Steam Turbine | Yes |  | 1.425 | 1.5 | [12 empty] | No | Connected | 2021-05-28 | 1.5 | 0.4 | 0.421 |  |  | 2016-04-01 | N/A | N/A | N/A |  |  | DATA NOT AVAILABLE
1574000324727 | Easingwold 2 | Easingwold 2 | Easingwold PV Solar Park Thirsk Road | Easingwold | York | North Yorkshire | YO61 3NJ | England | 451803 | 470642 | Knaresborough | Husthwaite | Husthwaite 33/11kV | 11 | Northern Powergrid (Northeast) Limited | Solar | Photovoltaic | No |  | 4.8 | 5.053 | [12 empty] | No | Connected | 2021-05-28 | 5.053 | 3.99 | 4.2 |  |  | 2016-02-22 | N/A | N/A | N/A |  |  | DATA NOT AVAILABLE
1574000323885 | Eldmire Ings Farm | Eldmire Ings Farm | Eldmire Ings Farm | Sessay | Thirsk | North Yorkshire | YO7 3NT | England | 442513 | 474249 | Knaresborough | Husthwaite | Sessay Bridge | 11 | Northern Powergrid (Northeast) Limited | Solar | Photovoltaic | No |  | 3.563 | 3.751 | [12 empty] | No | Connected | 2021-05-28 | 3.751 | 3.563 | 3.751 |  |  | 2015-11-30 | N/A | N/A | N/A |  |  | DATA NOT AVAILABLE
DATA NOT AVAILABLE | Battery Storage System | Battery Storage System | Station Lane | Burton Leonard | Harrogate | North Yorkshire | HG3 3RX | England | 431703 | 464325 | Knaresborough | Wormald Green 132/11kV | Wormald Green 132/11kV Direct | 11 | Northern Powergrid (Northeast) Limited | Storage Battery | Battery | No |  | 8 | 8.421 | [12 empty] | No | Accepted to Connect | 2021-05-28 | N/A | N/A | N/A |  |  | N/A | 8.421 | 8 | 8.421 |  |  | 2016-11-17
1574000222031 | Allerton Park Landfill Site | Allerton Park Landfill Site | Allerton Park Landfill Site | Allerton Park | Knaresorough | North Yorkshire | HG5 0SD | England | 440598 | 459874 | Knaresborough | Wormald Green 132/33kV | Coneythorpe | 11 | Northern Powergrid (Northeast) Limited | Waste | Steam Turbine | No |  | 3.61 | 3.8 | [12 empty] | No | Connected | 2021-05-28 | 3.8 | 3.61 | 3.8 |  |  | 2008-04-01 | N/A | N/A | N/A |  |  | DATA NOT AVAILABLE
1574000327505 | Allerton Park Waste-to-Energy Scheme | Allerton Park Waste-to-Energy Scheme | Allerton Waste Rcycling Park | Allerton Park | Knaresorough | North Yorkshire | HG5 0SD | England | 441340 | 459761 | Knaresborough | Wormald Green 132/33kV | Allerton Waste | 33 | Northern Powergrid (Northeast) Limited | Waste | Steam Turbine | No |  | 31.1 | 32.737 | [12 empty] | No | Connected | 2021-05-28 | 32.737 | 31.1 | 32.737 |  |  | 2017-04-09 | N/A | N/A | N/A |  |  | DATA NOT AVAILABLE
1574000324693 | Kilton Thorpe Turbine | Kilton Thorpe Turbine | Kilton Hall Farm | Brotton | Saltburn By The Sea | North Yorkshire | TS12 2TY | England | 470007 | 518251 | Lackenby | Lackenby | Carlin How T3 T4 | 11 | Northern Powergrid (Northeast) Limited | Wind | Onshore Wind | No |  | 1.5 | 1.579 | [12 empty] | No | Connected | 2021-05-28 | 1.579 | 1.5 | 1.579 |  |  | 2016-03-15 | N/A | N/A | N/A |  |  | DATA NOT AVAILABLE
1574100206382 | Cleveland Potash Generation | Cleveland Potash Generation | Boulby Mine | Loftus | Saltburn By The Sea | North Yorkshire | TS13 4UZ | England | 476261 | 518248 | Lackenby | Lackenby | Cleveland Potash | 66 | Northern Powergrid (Northeast) Limited | Fossil Gas | Steam Turbine | Yes |  | 22 | 23.158 | [12 empty] | No | Connected | 2021-05-28 | 23.158 | 22 | 23.158 |  |  | 2002-05-21 | N/A | N/A | N/A |  |  | DATA NOT AVAILABLE
1574000332667 | Cleveland Potash Ltd BESS | Cleveland Potash Ltd BESS | Boulby Mine | Loftus | Saltburn By The Sea | North Yorkshire | TS13 4UZ | England | 476261 | 518248 | Lackenby | Lackenby | Cleveland Potash | 11 | Northern Powergrid (Northeast) Limited | Storage Battery | Battery | No |  | 6 | 6.316 | [12 empty] | No | Connected | 2021-05-28 | 6.316 | 6 | 6.316 |  |  | 2019-11-07 | N/A | N/A | N/A |  |  | 2016-03-11
1570100161440 | Northumbrian Water Ltd | Northumbrian Water Ltd | Northumbrian Water LTD | Bran Sands | Middlesbrough | North Yorkshire | TS6 6UE | England | 456803 | 524107 | Lackenby | Lackenby | Bran Sands | 11 | Northern Powergrid (Northeast) Limited | Solar | Photovoltaic | No |  | 13.224 | 13.92 | [12 empty] | No | Connected | 2021-05-28 | 13.92 | 9 | 9.474 |  |  | 2000-10-20 | N/A | N/A | N/A |  |  | DATA NOT AVAILABLE
1574000324639 | Solar Farm Adj Howlbeck Farm | Solar Farm Adj Howlbeck Farm | Land Adjacent to Howlbeck Farm | Wilton Lane | Guisborough | North Yorkshire | TS14 6QX | England | 460309 | 516333 | Lackenby | Lackenby | Guisborough T1 T2 | 11 | Northern Powergrid (Northeast) Limited | Solar | Photovoltaic | No |  | 3.8 | 4 | [12 empty] | No | Connected | 2021-05-28 | 4 | 3.8 | 4 |  |  | 2016-02-22 | N/A | N/A | N/A |  |  | DATA NOT AVAILABLE
1574000327063 | Biogas Generator | Biogas Generator | Biogass Generation | Imperial Avenue | Middlesbrough | North Yorkshire | TS6 6BA | England | 452830 | 521113 | Lackenby | Lackenby | Spencerbeck | 11 | Northern Powergrid (Northeast) Limited | Waste | Steam Turbine | No |  | 5.1 | 5.368 | [12 empty] | No | Connected | 2021-05-28 | 5.368 | 5.1 | 5.368 |  |  | 2016-09-01 | N/A | N/A | N/A |  |  | DATA NOT AVAILABLE
1574000303940 | Teesside Windfarm Ltd | Teesside Windfarm Ltd | Tod Point Road | Warrenby | Redcarr | North Yorkshire | TS10 5AU | England | 458346 | 525087 | Lackenby | Lackenby | Warrenby Generation | 66 | Northern Powergrid (Northeast) Limited | Wind | Offshore Wind Turbines | No |  | 62 | 65.263 | [12 empty] | No | Connected | 2021-05-28 | 65.263 | 62.1 | 65.368 |  |  | 2013-06-01 | N/A | N/A | N/A |  |  | DATA NOT AVAILABLE
1574000306374 | Seamer Windfarm | Seamer Windfarm | Seamer Wind Farm | Seamer Road | Hilton | North Yorkshire | TS15 0JY | England | 448139 | 511207 | Norton | Bowesfield | Seamer Wind Farm | 33 | Northern Powergrid (Northeast) Limited | Wind | Onshore Wind | No |  | 10.26 | 10.8 | [12 empty] | No | Connected | 2021-05-28 | 10.8 | 10.26 | 10.8 |  |  | 2012-03-07 | N/A | N/A | N/A |  |  | DATA NOT AVAILABLE
1507432349996 | Jan Bezemer And Sons Ltd | Jan Bezemer And Sons Ltd | Cleveland Nusery Station Road | Stokesley | Middlesbrough | North Yorkshire | TS9 7AA | England | 453129 | 507979 | Norton | Bowesfield | Stokesley | 11 | Northern Powergrid (Northeast) Limited | Fossil Gas | Steam Turbine | Yes |  | 3.8 | 4 | [12 empty] | No | Connected | 2021-05-28 | 4 | 3.8 | 4 |  |  | 2000-09-11 | N/A | N/A | N/A |  |  | DATA NOT AVAILABLE
DATA NOT AVAILABLE | Quorn Foods | Quorn Foods | Quorn Foods Station Road | Stokesley | Middlesbrough | North Yorkshire | TS9 7AB | England | 452914 | 507195 | Norton | Bowesfield | Stokesley | 11 | Northern Powergrid (Northeast) Limited | Fossil Gas | Steam Turbine | Yes |  | 2 | 2.105 | [12 empty] | No | Accepted to Connect | 2021-05-28 | N/A | N/A | N/A |  |  | N/A | 2.105 | 0 | 0 |  |  | 2016-11-10
1574000328299 | TATA Beverages Generation | TATA Beverages Generation | Durham Lane | Eaglescliffe | Stockton-On-Tees | County Durham | TS16 0PS | England | 441601 | 515268 | Norton | Bowesfield | Urlay Nook | 11 | Northern Powergrid (Northeast) Limited | Solar | Photovoltaic | No |  | 3.7 | 3.895 | [12 empty] | No | Connected | 2021-05-28 | 3.895 | 3.7 | 3.895 |  |  | 2017-03-19 | N/A | N/A | N/A |  |  | 2017-04-03
1574000327987 | Hunger Hill Farm Solar Generation | Hunger Hill Farm Solar Generation | Hunger Hill Farm | Middleton St. George | Darlington | County Durham | DL2 1DP | England | 433433 | 512546 | Norton | Darlington Central | Darlington East | 11 | Northern Powergrid (Northeast) Limited | Solar | Photovoltaic | No |  | 5 | 5.263 | [12 empty] | No | Connected | 2021-05-28 | 5.263 | 5 | 5.263 |  |  | 2017-03-01 | N/A | N/A | N/A |  |  | 2016-08-02
1574000328810 | Moor House Wind Farm | Moor House Wind Farm | Moor House Wind Farm | Sadberge | Darlington | County Durham | DL2 1SN | England | 432196 | 519355 | Norton | Darlington North | Moor House Windfarm | 33 | Northern Powergrid (Northeast) Limited | Wind | Onshore Wind | No |  | 12.3 | 12.947 | [12 empty] | No | Connected | 2021-05-28 | 12.947 | 12.3 | 12.947 |  |  | 2017-08-14 | N/A | N/A | N/A |  |  | DATA NOT AVAILABLE
DATA NOT AVAILABLE | Memorial and Greenbank Hospital Energy Centre | Memorial and Greenbank Hospital Energy Centre | Darlington Memorial Hospital | Hollyhurst Road | Darlington | County Durham | DL3 6HX | England | 428282 | 515257 | Norton | Darlington North | Darlington West | 11 | Northern Powergrid (Northeast) Limited | Fossil Gas | Steam Turbine | Yes |  | 2.5 | 2.632 | [12 empty] | No | Connected | 2021-05-28 | 2.632 | 2.5 | 2.632 |  |  | DATA NOT AVAILABLE | N/A | N/A | N/A |  |  | DATA NOT AVAILABLE
1574000312011 | Emerald Biogas | Emerald Biogas | Emerald Bigoas | Whinbank Road | Newton Aycliffe | County Durham | DL5 6AY | England | 427455 | 523497 | Norton | Darlington North | Heighington | 11 | Northern Powergrid (Northeast) Limited | Waste | Steam Turbine | No |  | 2.28 | 2.4 | [12 empty] | No | Connected | 2021-05-28 | 2.4 | 2.28 | 2.4 |  |  | 2013-02-22 | N/A | N/A | N/A |  |  | DATA NOT AVAILABLE
1594001108248 | 11kV Feeder, Ineos Hydro Polymers | 11kV Feeder, Ineos Hydro Polymers | Hydro Polymers | School Lane | Newton Aycliffe | County Durham | DL5 6EA | England | 428180 | 524112 | Norton | Darlington North | Newton Aycliffe South | 11 | Northern Powergrid (Northeast) Limited | Fossil Gas | Gas Turbine | No |  | 3.653 | 3.845 | [12 empty] | No | Connected | 2021-05-28 | 3.845 | 3.653 | 3.845 |  |  | 2000-06-29 | N/A | N/A | N/A |  |  | DATA NOT AVAILABLE
1594001006893 | 33kV Feeder Ineos Hydro Polymers | 33kV Feeder Ineos Hydro Polymers | Hydro Polymers | School Lane | Newton Aycliffe | County Durham | DL5 6EA | England | 426914 | 523969 | Norton | Darlington North | Newton Aycliffe South | 11 | Northern Powergrid (Northeast) Limited | Fossil Gas | Gas Turbine | No |  | 4.655 | 4.9 | [12 empty] | No | Connected | 2021-05-28 | 4.9 | 5.296 | 5.575 |  |  | 2000-10-31 | N/A | N/A | N/A |  |  | DATA NOT AVAILABLE
1574000323690 | School Aycliffe Solar Park | School Aycliffe Solar Park | School Aycliffe PV Solar Park | School Aycliffe | Newton Aycliffe | County Durham | DL5 6QE | England | 426467 | 523735 | Norton | Darlington North | Newton Aycliffe South | 11 | Northern Powergrid (Northeast) Limited | Solar | Photovoltaic | No |  | 3.75 | 3.947 | [12 empty] | No | Connected | 2021-05-28 | 3.947 | 3.75 | 3.947 |  |  | 2015-11-23 | N/A | N/A | N/A |  |  | DATA NOT AVAILABLE
1574000327198 | Rise Carr BESS (CLNR) | Rise Carr BESS (CLNR) | Rise Carr Primary Substation | Percy Road | Darlington | County Durham | DL3 0RX | England | 428629 | 516908 | Norton | Darlington North | Rise Carr | 6 | Northern Powergrid (Northeast) Limited | Storage Battery | Battery | No |  | 2.5 | 2.632 | [12 empty] | No | Connected | 2021-05-28 | 2.632 | 2.5 | 2.632 |  |  | 2016-10-10 | N/A | N/A | N/A |  |  | 2014-01-01
1574000323184 | Clapham Lodge Biogas | Clapham Lodge Biogas | Clapham Lodge Biogas | Leeming | Northallerton | North Yorkshire | DL7 9LY | England | 430011 | 488592 | Norton | Leeming Bar | Bedale | 11 | Northern Powergrid (Northeast) Limited | Waste | Steam Turbine | No |  | 1.425 | 1.5 | [12 empty] | No | Connected | 2021-05-28 | 1.5 | 1.425 | 1.5 |  |  | 2016-01-04 | N/A | N/A | N/A |  |  | DATA NOT AVAILABLE
1574000318101 | R and R Ice Creams CHP Generation [No HH Data] | R and R Ice Creams CHP Generation [No HH Data] | Plews Way | Leeming Bar Industrial Estate | Northallerton | North Yorkshire | DL7 9UL | England | 428449 | 490074 | Norton | Leeming Bar | Bedale | 11 | Northern Powergrid (Northeast) Limited | Fossil Gas | Steam Turbine | Yes |  | 4 | 4.211 | [12 empty] | No | Connected | 2021-05-28 | 4.211 | 0 | 0 |  |  | DATA NOT AVAILABLE | N/A | N/A | N/A |  |  | DATA NOT AVAILABLE
1574000324790 | East Appleton Solar | East Appleton Solar | East Appleton Farm | East Appleton | Richmond | North Yorkshire | DL10 7QW | England | 423083 | 495804 | Norton | Leeming Bar | East Appleton North | 33 | Northern Powergrid (Northeast) Limited | Solar | Photovoltaic | No |  | 4.5 | 4.737 | [12 empty] | No | Connected | 2021-05-28 | 4.737 | 4.5 | 4.737 |  |  | 2016-03-14 | N/A | N/A | N/A |  |  | DATA NOT AVAILABLE
1574000324781 | Stripe Solar Limted | Stripe Solar Limted | East Appleton Farm | East Appleton | Richmond | North Yorkshire | DL10 7QW | England | 423083 | 495804 | Norton | Leeming Bar | East Appleton North | 33 | Northern Powergrid (Northeast) Limited | Solar | Photovoltaic | No |  | 4.5 | 4.737 | [12 empty] | No | Connected | 2021-05-28 | 4.737 | 4.5 | 4.737 |  |  | 2016-03-14 | N/A | N/A | N/A |  |  | DATA NOT AVAILABLE
1574000328076 | Broom Close and Ainderby House Farms | Broom Close and Ainderby House Farms | Ainderby House Farm | Ainderby Steeple | Northallerton | North Yorkshire | DL7 9PZ | England | 433741 | 492561 | Norton | Leeming Bar | Northallerton | 11 | Northern Powergrid (Northeast) Limited | Solar | Photovoltaic | No |  | 9.25 | 9.737 | [12 empty] | No | Connected | 2021-05-28 | 9.737 | 9.25 | 9.737 |  |  | 2017-02-18 | N/A | N/A | N/A |  |  | DATA NOT AVAILABLE
DATA NOT AVAILABLE | RAF Leeming Standby Generation? | RAF Leeming Standby Generation? | RAF Leeming | Leeming Bar | Northallerton | North Yorkshire | DL7 9AJ | England | 428953 | 490445 | Norton | Leeming Bar | Leeming RAF | 11 | Northern Powergrid (Northeast) Limited | Fossil Gas | Gas Turbine | No |  | 12.5 | 13.158 | [12 empty] | No | Connected | 2021-05-28 | 13.158 | 0 | 0 |  |  | DATA NOT AVAILABLE | N/A | N/A | N/A |  |  | DATA NOT AVAILABLE
1574000328252 | Solar Farm and Battery | Solar Farm and Battery | Low Burntoft Farm | Wolviston | Billingham | County Durham | TS22 5PD | England | 445975 | 528163 | Norton | North Tees | Billingham Marsh House | 11 | Northern Powergrid (Northeast) Limited | Solar | Photovoltaic | No |  | 5.415 | 5.7 | [12 empty] | No | Connected | 2021-05-28 | 5.7 | 5.415 | 5.7 |  |  | 2017-03-17 | N/A | N/A | N/A |  |  | 2016-07-05
1574000328270 | Solar Farm and Battery | Solar Farm and Battery | Dalton Back Lane | Claxton | Billingham | County Durham | TS22 5PW | England | 447036 | 526750 | Norton | North Tees | Billingham Marsh House | 11 | Northern Powergrid (Northeast) Limited | Solar | Photovoltaic | No |  | 5.415 | 5.7 | [12 empty] | No | Connected | 2021-05-28 | 5.7 | 5.415 | 5.7 |  |  | 2017-03-17 | N/A | N/A | N/A |  |  | DATA NOT AVAILABLE
1574000317561 | Biogas Generation Plant | Biogas Generation Plant | Biogas Generation Plant | Forty Foot Road | Middlesbrough | County Durham | TS2 1HG | England | 448834 | 521051 | Norton | North Tees | Faraday Street | 11 | Northern Powergrid (Northeast) Limited | Waste | Steam Turbine | No |  | 4.921 | 5.18 | [12 empty] | No | Connected | 2021-05-28 | 5.18 | 4.921 | 5.18 |  |  | 2014-03-25 | N/A | N/A | N/A |  |  | DATA NOT AVAILABLE
1574000308405 | SITA UK - Haverton-North Tees (Lines 1 & 2) | SITA UK - Haverton-North Tees (Lines 1 & 2) | Sita IBA Recycling Plant | Haverton Hill Road | Billingham | County Durham | TS23 1PY | England | 447926 | 522594 | Norton | North Tees | Cleveland Incinerator | 66 | Northern Powergrid (Northeast) Limited | Waste | Steam Turbine | No |  | 20 | 21.053 | [12 empty] | No | Connected | 2021-05-28 | 21.053 | 26.6 | 28 |  |  | 2013-04-30 | N/A | N/A | N/A |  |  | DATA NOT AVAILABLE
1574000285644 | SITA UK - Haverton-North Tees (Line 3) | SITA UK - Haverton-North Tees (Line 3) | Sita IBA Recycling Plant | Haverton Hill Road | Billingham | County Durham | TS23 1PY | England | 447926 | 522594 | Norton | North Tees | Haverton Incinerator | 66 | Northern Powergrid (Northeast) Limited | Waste | Steam Turbine | No |  | 10 | 10.526 | [12 empty] | No | Connected | 2021-05-28 | 10.526 | 11.4 | 12 |  |  | 2010-02-28 | N/A | N/A | N/A |  |  | DATA NOT AVAILABLE
1594001073116 | SITA UK - Haverton-North Tees (Lines 4 & 5) | SITA UK - Haverton-North Tees (Lines 4 & 5) | Sita IBA Recycling Plant | Haverton Hill Road | Billingham | County Durham | TS23 1PY | England | 447926 | 522594 | Norton | North Tees | Haverton Generation | 66 | Northern Powergrid (Northeast) Limited | Waste | Steam Turbine | No |  | 20 | 21.053 | [12 empty] | No | Connected | 2021-05-28 | 21.053 | 23.75 | 25 |  |  | 2000-04-25 | N/A | N/A | N/A |  |  | DATA NOT AVAILABLE
1594001055250 | Growhow UK Ltd (Billingham) | Growhow UK Ltd (Billingham) | PO Box 81 | How Grow UK LOTD | Billingham | County Durham | TS23 1XT | England | 449281 | 523654 | Saltholme | Billingham Synthetic | Billingham Synthetic Direct | 132 | Northern Powergrid (Northeast) Limited | Fossil Gas | Gas Turbine | No |  | 21.85 | 23 | [12 empty] | No | Connected | 2021-05-28 | 23 | 7.6 | 8 |  |  | 2001-05-02 | N/A | N/A | N/A |  |  | DATA NOT AVAILABLE
1594001061973 | Bitmac Ltd | Bitmac Ltd | PO Box 8 Port Clarence Works | Port Clarence Road | Middlesbrough | County Durham | TS2 1SD | England | 451287 | 521462 | Norton | North Tees | North Tees T3 T4 | 11 | Northern Powergrid (Northeast) Limited | Fossil Gas | Gas Turbine | No |  | 2.375 | 2.5 | [12 empty] | No | Connected | 2021-05-28 | 2.5 | 1.188 | 1.251 |  |  | 2001-02-15 | N/A | N/A | N/A |  |  | DATA NOT AVAILABLE
1574000297844 | Augean PLC | Augean PLC | Port Clarance | Huntsman Drive | Stockton-On-Tees | County Durham | TS2 1UE | England | 451301 | 522462 | Norton | North Tees | North Tees T3 T4 | 11 | Northern Powergrid (Northeast) Limited | Solar | Photovoltaic | No |  | 4.75 | 5 | [12 empty] | No | Connected | 2021-05-28 | 5 | 0.475 | 0.5 |  |  | 2010-11-19 | N/A | N/A | N/A |  |  | DATA NOT AVAILABLE
1574000281472 | Cowpen Bewley Landfill Site | Cowpen Bewley Landfill Site | Cowpen Bewley Landfill Site | Cowpen Bewley | Billingham | County Durham | TS23 4HS | England | 449691 | 525551 | Norton | North Tees | North Tees T3 T4 | 11 | Northern Powergrid (Northeast) Limited | Waste | Steam Turbine | No |  | 2.185 | 2.3 | [12 empty] | No | Connected | 2021-05-28 | 2.3 | 2.185 | 2.3 |  |  | 2017-02-14 | N/A | N/A | N/A |  |  | 2017-02-14
1594001111037 | North Tees Health NHS Trust | North Tees Health NHS Trust | North Tees General | Hardwick | Stockton-On-Tees | County Durham | TS19 8PE | England | 442317 | 521037 | Norton | Norton 132/11kV | Norton 132/11kV Direct | 11 | Northern Powergrid (Northeast) Limited | Fossil Gas | Steam Turbine | Yes |  | 1 | 1.053 | [12 empty] | No | Connected | 2021-05-28 | 1.053 | 0.285 | 0.3 |  |  | 2000-10-31 | N/A | N/A | N/A |  |  | DATA NOT AVAILABLE
1574000328173 | Solar Farm and Battery | Solar Farm and Battery | Carlton Village | Carlton | Stockton-On-Tees | County Durham | TS21 1EA | England | 439408 | 521794 | Norton | Norton 132/11kV | Norton 132/11kV Direct | 11 | Northern Powergrid (Northeast) Limited | Solar | Photovoltaic | No |  | 5.415 | 5.7 | [12 empty] | No | Connected | 2021-05-28 | 5.7 | 5.415 | 5.7 |  |  | 2017-03-17 | N/A | N/A | N/A |  |  | DATA NOT AVAILABLE
1574000325429 | Lambs Hill Wind Farm | Lambs Hill Wind Farm | Lambs Hill Wind Farm | Stillington | Stockton-On-Tees | County Durham | TS21 1JX | England | 436917 | 523129 | Norton | Norton 132/11kV | Norton 132/11kV Direct | 11 | Northern Powergrid (Northeast) Limited | Wind | Onshore Wind | No |  | 7.79 | 8.2 | [12 empty] | No | Connected | 2021-05-28 | 8.2 | 7.79 | 8.2 |  |  | 2016-09-05 | N/A | N/A | N/A |  |  | DATA NOT AVAILABLE
DATA NOT AVAILABLE | Sunderland Royal Hospital | Sunderland Royal Hospital | Sunderland Royal Hospital | Kayll Road | Sunderland | Tyne and Wear | SR4 7TP | England | 438413 | 555883 | Offerton | Offerton | Mount Road | 11 | Northern Powergrid (Northeast) Limited | Fossil Gas | Steam Turbine | Yes |  | 1.2 | 1.263 | [12 empty] | No | Connected | 2021-05-28 | 1.263 | 1.2 | 1.263 |  |  | DATA NOT AVAILABLE | N/A | N/A | N/A |  |  | 2016-06-17
1570000137559 | Barclays, 5 Admiralty Way | Barclays, 5 Admiralty Way | Admiral Way | Doxford International Business Park | Sunderland | Tyne and Wear | SR3 3XW | England | 436187 | 552061 | Offerton | Offerton | Offerton 33/11kV | 11 | Northern Powergrid (Northeast) Limited | Fossil Gas | Gas Turbine | No |  | 1.9 | 2 | [12 empty] | No | Connected | 2021-05-28 | 2 | 0 | 0 |  |  | DATA NOT AVAILABLE | N/A | N/A | N/A |  |  | DATA NOT AVAILABLE
1594000000038 | Third Energy UK Gas Ltd | Third Energy UK Gas Ltd | Knapton Generating Station | East Knapton | Malton | North Yorkshire | YO17 8JF | England | 488742 | 477057 | Osbaldwick | Knapton Generation | Knapton Generation Direct | 132 | Northern Powergrid (Northeast) Limited | Fossil Gas | Gas Turbine | No |  | 39.9 | 42 | [12 empty] | No | Connected | 2021-05-28 | 42 | 39.425 | 41.5 |  |  | 1999-12-03 | N/A | N/A | N/A |  |  | DATA NOT AVAILABLE
1574000323608 | Mill Hill Farm | Mill Hill Farm | Mill Hill Farm | Farlington | York | North Yorkshire | YO60 6QN | England | 463696 | 466792 | Osbaldwick | Malton Grid | Sheriff Hutton | 11 | Northern Powergrid (Northeast) Limited | Solar | Photovoltaic | No |  | 3.99 | 4.2 | [12 empty] | No | Connected | 2021-05-28 | 4.2 | 3.99 | 4.2 |  |  | 2015-12-02 | N/A | N/A | N/A |  |  | DATA NOT AVAILABLE
1574000328067 | Sand Hutton Solar Generation | Sand Hutton Solar Generation | Sandhutton Solar Farm | Carlton Miniott | Thirsk | North Yorkshire | YO7 4NH | England | 438895 | 482255 | Norton | Leeming Bar | Thirsk | 11 | Northern Powergrid (Northeast) Limited | Solar | Photovoltaic | No |  | 5 | 5.263 | [12 empty] | No | Connected | 2021-05-28 | 5.263 | 5 | 5.263 |  |  | 2017-03-01 | N/A | N/A | N/A |  |  | 2016-07-29
1594001036578 | Nestle UK Ltd (Haxby Road) | Nestle UK Ltd (Haxby Road) | Rowntree 1 | Haxby Road | York | North Yorkshire | YO1 1XY | England | 460741 | 453798 | Osbaldwick | Melrosegate | Haxby Road T1 T4 | 33 | Northern Powergrid (Northeast) Limited | Fossil Gas | Gas Turbine | No |  | 9.975 | 10.5 | [12 empty] | No | Connected | 2021-05-28 | 10.5 | 8.55 | 9 |  |  | 2001-04-23 | N/A | N/A | N/A |  |  | DATA NOT AVAILABLE
DATA NOT AVAILABLE | Naburn Sewage Switch Non-Exporting Generation | Naburn Sewage Switch Non-Exporting Generation | Naburn | Land off the B1222 | York | North Yorkshire | Y019 4RN | England | 462825 | 450764 | Osbaldwick | Melrosegate | York University | 11 | Northern Powergrid (Northeast) Limited | Fossil Gas | Gas Turbine | No |  | 1.25 | 1.316 | [12 empty] | No | Connected | 2021-05-28 | 1.316 | 0 | 0 |  |  | DATA NOT AVAILABLE | N/A | N/A | N/A |  |  | DATA NOT AVAILABLE
DATA NOT AVAILABLE | University of York, Heslington East Campus | University of York, Heslington East Campus | University of York | Heslington East Campus | Heslington | North Yorkshire | Y010 5DD | England | 462825 | 450764 | Osbaldwick | Melrosegate | York University | 11 | Northern Powergrid (Northeast) Limited | Fossil Gas | Steam Turbine | Yes |  | 3 | 3.158 | [12 empty] | No | Connected | 2020-07-09 | 3.158 | 3 | 3.158 |  |  | DATA NOT AVAILABLE | N/A | N/A | N/A |  |  | DATA NOT AVAILABLE
1574000173011 | Seamer Carr Landfill Site | Seamer Carr Landfill Site | Seamer Carr Landfill Site | Dunslow Road | Scarborough | North Yorkshire | YO11 3UT | England | 503458 | 483631 | Osbaldwick | Scarborough Grid | Scarborough 33/11kV | 11 | Northern Powergrid (Northeast) Limited | Waste | Steam Turbine | No |  | 1.5 | 1.579 | [12 empty] | No | Connected | 2020-07-09 | 1.579 | 1.5 | 1.579 |  |  | 2000-07-27 | N/A | N/A | N/A |  |  | DATA NOT AVAILABLE
1594050634101 | Yorwaste Ltd | Yorwaste Ltd | Harewood Whin | Rufforth | York | North Yorkshire | YO23 3 | England | 457398 | 450694 | Poppleton | Poppleton | Gale Lane | 11 | Northern Powergrid (Northeast) Limited | Fossil Gas | Gas Turbine | No |  | 1.9 | 2 | [12 empty] | No | Connected | 2020-07-09 | 2 | 2.85 | 3 |  |  | 2000-11-10 | N/A | N/A | N/A |  |  | DATA NOT AVAILABLE
1574000286921 | Wind Turbine | Wind Turbine | Harewood Whin | Rufforth | York | North Yorkshire | YO23 3RR | England | 454475 | 451635 | Poppleton | Poppleton | Gale Lane | 11 | Northern Powergrid (Northeast) Limited | Wind | Onshore Wind | No |  | 3.325 | 3.5 | [12 empty] | No | Connected | 2020-07-09 | 3.5 | 5 | 5.263 |  |  | 2009-04-30 | N/A | N/A | N/A |  |  | DATA NOT AVAILABLE
1574000328049 | Hartlepool Anaerobic Digester | Hartlepool Anaerobic Digester | Hartlepool AD | Brenda Road | Hartlepool | County Durham | TS25 2BW | England | 451411 | 528315 | Saltholme | Greatham | Greatham Direct | 11 | Northern Powergrid (Northeast) Limited | Waste | Steam Turbine | No |  | 5.1 | 5.368 | [12 empty] | No | Connected | 2020-07-09 | 5.368 | 5.1 | 5.368 |  |  | 2017-03-13 | N/A | N/A | N/A |  |  | 2016-07-28
1574000327773 | Tees Valley Nursery | Tees Valley Nursery | Tees Valley Nursery | The Moat | Billingham | County Durham | TS23 4HR | England | 448333 | 524640 | Saltholme | Greatham | Greatham Direct | 11 | Northern Powergrid (Northeast) Limited | Fossil Gas | Steam Turbine | Yes |  | 6.574 | 6.92 | [12 empty] | No | Connected | 2020-07-09 | 6.92 | 6.574 | 6.92 |  |  | 2017-01-27 | N/A | N/A | N/A |  |  | DATA NOT AVAILABLE
1574000315040 | Air Products | Air Products | Huntsman Drive | Port Clarence | Middlesbrough | County Durham | TS2 1TT | England | 452418 | 523072 | Saltholme | North Bank Generation | North Bank Generation Direct | 132 | Northern Powergrid (Northeast) Limited | Waste | Steam Turbine | No |  | 35.15 | 37 | [12 empty] | No | Accepted to Connect | 2020-07-09 | N/A | N/A | N/A |  |  | N/A | 37 | 35.15 | 37 |  |  | DATA NOT AVAILABLE
1594001005774 | Ineos Nitriles (UK) Ltd | Ineos Nitriles (UK) Ltd | Seal Sands | PO Box 62 | Middlesbrough | County Durham | TS2 1TX | England | 453047 | 523682 | Saltholme | Seal Sands | BASF SW | 66 | Northern Powergrid (Northeast) Limited | Fossil Gas | Steam Turbine | Yes |  | 82.4 | 86.737 | [12 empty] | Yes | Connected | 2020-07-09 | 86.737 | 48.45 | 51 |  |  | 2000-05-08 | N/A | N/A | N/A |  |  | DATA NOT AVAILABLE
1574000199083 | Phillips Petroleum Cogeneration Plant (Seal Sands) | Phillips Petroleum Cogeneration Plant (Seal Sands) | Phillips Petroleum Teesside Operations | Seal Sands | Middlesbrough | County Durham | TS2 1UH | England | 453296 | 524887 | Saltholme | Seal Sands | Phillips Petroleum | 66 | Northern Powergrid (Northeast) Limited | Fossil Gas | Gas Turbine | No |  | 76 | 80 | [12 empty] | Yes | Connected | 2020-07-09 | 80 | 47.405 | 49.9 |  |  | 2012-04-30 | N/A | N/A | N/A |  |  | DATA NOT AVAILABLE
1594001108239 | Amoco Cats Terminal | Amoco Cats Terminal | Amoco Cats Terminal | Seal Sands | Middlesbrough | County Durham | TS2 1UB | England | 452919 | 523912 | Saltholme | Seal Sands | Tees Industrial T3 T4 | 11 | Northern Powergrid (Northeast) Limited | Other | Other | No |  | 4.4 | 4.632 | [12 empty] | Yes | Connected | 2020-07-09 | 4.632 | 1.5 | 1.579 |  |  | 2000-10-03 | N/A | N/A | N/A |  |  | DATA NOT AVAILABLE
1594000000047 | Viking Power Station | Viking Power Station | Seal Sands Power Station | Seal Sands Road | Stockton-On-Tees | County Durham | TS1 2NR | England | 451658 | 523832 | Saltholme | Seal Sands | Viking Power | 66 | Northern Powergrid (Northeast) Limited | Fossil Gas | Steam Turbine | Yes |  | 61.75 | 65 | [12 empty] | Yes | Connected | 2020-07-09 | 65 | 47.5 | 50 |  |  | 2000-06-06 | N/A | N/A | N/A |  |  | DATA NOT AVAILABLE
1594000000029 | Kielder Hydro-Electric Plant | Kielder Hydro-Electric Plant | Kielder Reservior | Falstone | Nexham | Northumberland | NE48 1BB | England | 370956 | 587989 | Spadeadam 33kV | Spadeadam 33kV | Kielder Hydro | 33 | Northern Powergrid (Northeast) Limited | Hydro Reservoir | Hydro Power System | No |  | 5.3 | 5.579 | [12 empty] | No | Connected | 2020-07-09 | 5.579 | 5.3 | 5.579 |  |  | 2000-11-10 | N/A | N/A | N/A |  |  | DATA NOT AVAILABLE
1574000283080 | Langley Wind Farm | Langley Wind Farm | Langley Wind Farm | Landley Lane | Burnhope | County Durham | DH7 0EE | England | 420072 | 546943 | Spennymoor GSP | Potter House | Potter House T1 T3 | 20 | Northern Powergrid (Northeast) Limited | Wind | Onshore Wind | No |  | 7.6 | 8 | [12 empty] | No | Connected | 2020-07-09 | 8 | 7.6 | 8 |  |  | 2008-04-18 | N/A | N/A | N/A |  |  | DATA NOT AVAILABLE
1574000201500 | High Hedley Wind Farm | High Hedley Wind Farm | High Hedley Hope Wind Farm | Tow Law | Bishop Auckland | County Durham | DL13 4ES | England | 418908 | 536132 | Spennymoor GSP | Spennymoor | Brancepeth | 20 | Northern Powergrid (Northeast) Limited | Wind | Onshore Wind | No |  | 2.85 | 3 | [12 empty] | No | Connected | 2020-07-09 | 3 | 2.85 | 3 |  |  | 2001-09-25 | N/A | N/A | N/A |  |  | DATA NOT AVAILABLE
1574000201495 | Tow Law Wind Farm | Tow Law Wind Farm | Tow Law Wind Farm | Tow Law | Bishop Auckland | County Durham | DL13 4SE | England | 418908 | 536132 | Spennymoor GSP | Spennymoor | Brancepeth | 20 | Northern Powergrid (Northeast) Limited | Wind | Onshore Wind | No |  | 2.85 | 3 | [12 empty] | No | Connected | 2020-07-09 | 3 | 2.85 | 3 |  |  | 2001-09-25 | N/A | N/A | N/A |  |  | DATA NOT AVAILABLE
1594001141110 | Coxhoe Waste Disposal Site | Coxhoe Waste Disposal Site | Coxhoe Waste Disposal Site | Coxhoe Quarry | Coxhoe | County Durham | DH6 4 | England | 436531 | 533441 | Spennymoor GSP | Spennymoor | Fishburn | 0.4 | Northern Powergrid (Northeast) Limited | Waste | Steam Turbine | No |  | 4 | 4.211 | [12 empty] | No | Connected | 2020-07-09 | 4.211 | 3.8 | 4 |  |  | 2000-10-31 | N/A | N/A | N/A |  |  | DATA NOT AVAILABLE
1574000295847 | Butterwick Moor Wind Farm | Butterwick Moor Wind Farm | Butterwick Moor | Sedgefield | Stockton-On-Tees | County Durham | TS21 3ER | England | 436531 | 533441 | Spennymoor GSP | Spennymoor | Fishburn | 20 | Northern Powergrid (Northeast) Limited | Wind | Onshore Wind | No |  | 19 | 20 | [12 empty] | No | Connected | 2020-07-09 | 20 | 17.86 | 18.8 |  |  | 2010-10-30 | N/A | N/A | N/A |  |  | DATA NOT AVAILABLE
1574000298500 | Chilton Biomass Wood Pellet Burner | Chilton Biomass Wood Pellet Burner | Wood Pellet Energy | Chilton Industrial Estate | Ferryhill | County Durham | DL17 0PF | England | 428664 | 534685 | Spennymoor GSP | Spennymoor | Chilton Generation | 66 | Northern Powergrid (Northeast) Limited | Biomass | Steam Turbine | No |  | 15.794 | 16.625 | [12 empty] | No | Connected | 2020-07-09 | 16.625 | 16 | 16.842 |  |  | 2011-07-31 | N/A | N/A | N/A |  |  | DATA NOT AVAILABLE
1574000283070 | Hedleyhope Generation | Hedleyhope Generation | High Hedley Hope Wind Farm | Tow Law | Bishop Auckland | County Durham | DL13 4PR | England | 418908 | 536132 | Spennymoor GSP | Spennymoor | Brancepeth | 20 | Northern Powergrid (Northeast) Limited | Wind | Onshore Wind | No |  | 4.94 | 5.2 | [12 empty] | No | Connected | 2020-07-09 | 5.2 | 4.94 | 5.2 |  |  | 2001-09-25 | N/A | N/A | N/A |  |  | DATA NOT AVAILABLE
1574000283381 | Wind Farm | Wind Farm | Southern Law Wind Farm | Trimdon Grange | Trimdon Station | County Durham | TS29 6NR | England | 436084 | 535812 | Spennymoor GSP | Spennymoor | Fishburn | 20 | Northern Powergrid (Northeast) Limited | Wind | Onshore Wind | No |  | 4.94 | 5.2 | [12 empty] | No | Connected | 2020-07-09 | 5.2 | 4.94 | 5.2 |  |  | 2008-05-09 | N/A | N/A | N/A |  |  | DATA NOT AVAILABLE
1574000286977 | Broom Hill Wind Farm | Broom Hill Wind Farm | Broom Hill Wind Farm | Stanley | Crook | County Durham | DL15 9QR | England | 415521 | 538771 | Spennymoor GSP | Spennymoor | Meadowfield | 11 | Northern Powergrid (Northeast) Limited | Wind | Onshore Wind | No |  | 7.6 | 8 | [12 empty] | No | Connected | 2020-07-09 | 8 | 7.6 | 8 |  |  | 2009-01-23 | N/A | N/A | N/A |  |  | DATA NOT AVAILABLE
1574100217490 | Bolam Generation | Bolam Generation | Bolam Quarry | Bolam | Darlington | County Durham | DL2 2UP | England | 419431 | 522421 | Spennymoor GSP | Spennymoor | Skerneside | 20 | Northern Powergrid (Northeast) Limited | Other | Other | No |  | 1.188 | 1.251 | [12 empty] | No | Connected | 2020-07-09 | 1.251 | 1.188 | 1.251 |  |  | 2002-05-30 | N/A | N/A | N/A |  |  | DATA NOT AVAILABLE
1574000300985 | Glaxo Smith Kline | Glaxo Smith Kline | Glaxo Smith Kline | Harmire Road | Barnard Castle | County Durham | DL12 8DT | England | 405708 | 517662 | Spennymoor GSP | Toronto | Harmire Bridge | 20 | Northern Powergrid (Northeast) Limited | Other | Other | No |  | 1.425 | 1.5 | [12 empty] | No | Connected | 2020-07-09 | 1.5 | 1.425 | 1.5 |  |  | 2011-05-13 | N/A | N/A | N/A |  |  | DATA NOT AVAILABLE
1574000283735 | Stonefoot Wind Farm | Stonefoot Wind Farm | Inkerman Road | Tow Law | Bishop Auckland | County Durham | DL13 4HG | England | 412298 | 540795 | Spennymoor GSP | Toronto | Stonefoot Windfarm | 66 | Northern Powergrid (Northeast) Limited | Wind | Onshore Wind | No |  | 23.75 | 25 | [12 empty] | No | Connected | 2020-07-09 | 25 | 22.8 | 24 |  |  | 2009-04-30 | N/A | N/A | N/A |  |  | DATA NOT AVAILABLE
1574000286294 | Todhills Landfill Site | Todhills Landfill Site | Todhills Landfill Site | Newfield | Bishop Auckland | County Durham | DL14 8BQ | England | 420512 | 534102 | Spennymoor GSP | Toronto | Toronto 66/20kV | 20 | Northern Powergrid (Northeast) Limited | Other | Other | No |  | 1.9 | 2 | [12 empty] | No | Connected | 2020-07-09 | 2 | 1.9 | 2 |  |  | 2008-11-26 | N/A | N/A | N/A |  |  | DATA NOT AVAILABLE
1574000231268 | Royal Victoria Infirmary | Royal Victoria Infirmary | RVI Hospital | Queen Victoria Road | Newcastle Upon Tyne | Tyne and Wear | NE1 4LP | England | 424579 | 565302 | Stella North | Barrack Road | University | 11 | Northern Powergrid (Northeast) Limited | Fossil Gas | Gas Turbine | No |  | 10.925 | 11.5 | [12 empty] | No | Connected | 2020-07-09 | 11.5 | 4.275 | 4.5 |  |  | 2002-05-08 | N/A | N/A | N/A |  |  | DATA NOT AVAILABLE
1574000287410 | Path Head Generation | Path Head Generation | Site Landfill Site | Path Head | Blaydon-On-Tyne | Tyne and Wear | NE21 4SP | England | 417149 | 563405 | Stella North | Dunston | Blaydon Burn | 11 | Northern Powergrid (Northeast) Limited | Fossil Gas | Gas Turbine | No |  | 2.85 | 3 | [12 empty] | No | Connected | 2020-07-09 | 3 | 2.86 | 3.011 |  |  | 2009-03-31 | N/A | N/A | N/A |  |  | DATA NOT AVAILABLE
1574000311950 | Blaydon Quarry Landfill Site | Blaydon Quarry Landfill Site | Blaydon Landfill Site | Lead Road | Blaydon-On-Tyne | Tyne and Wear | NE21 4SW | England | 415595 | 562167 | Stella North | Dunston | Blaydon Burn | 11 | Northern Powergrid (Northeast) Limited | Waste | Steam Turbine | No |  | 2.09 | 2.2 | [12 empty] | No | Connected | 2020-07-09 | 2.2 | 2.09 | 2.2 |  |  | 2013-02-18 | N/A | N/A | N/A |  |  | DATA NOT AVAILABLE
1574000253800 | Burnhills Quarry Landfill Site | Burnhills Quarry Landfill Site | Burnhills Quarry Landfill Site | Barlow Road | Blaydon-On-Tyne | Tyne and Wear | NE21 6JU | England | 417601 | 563167 | Stella North | Dunston | Blaydon Burn | 11 | Northern Powergrid (Northeast) Limited | Waste | Steam Turbine | No |  | 5.225 | 5.5 | [12 empty] | No | Connected | 2020-07-09 | 5.5 | 5.225 | 5.5 |  |  | 2010-04-30 | N/A | N/A | N/A |  |  | DATA NOT AVAILABLE
1574000229871 | Holmside Hall Wind Farm | Holmside Hall Wind Farm | Holmside Hall Wind Farm | Turbine 1 Holmside | Burnhope | County Durham | DH7 0DT | England | 420046 | 550329 | Stella South | Annfield | Annfield 66/20kV | 20 | Northern Powergrid (Northeast) Limited | Wind | Onshore Wind | No |  | 5.225 | 5.5 | [12 empty] | No | Connected | 2020-07-09 | 5.5 | 5.225 | 5.5 |  |  | 2010-04-30 | N/A | N/A | N/A |  |  | DATA NOT AVAILABLE
1574000311658 | Lanchester Wine Cellars | Lanchester Wine Cellars | Greencroft Industrial Estate | Annfield Plain | Stanley | County Durham | DH9 7XP | England | 415914 | 550776 | Stella South | Annfield | Annfield 66/20kV | 11 | Northern Powergrid (Northeast) Limited | Wind | Onshore Wind | No |  | 1 | 1.053 | [12 empty] | No | Connected | 2020-07-09 | 1.053 | 1 | 1.053 |  |  | 2013-03-31 | N/A | N/A | N/A |  |  | DATA NOT AVAILABLE
1574000327338 | Greencroft Solar | Greencroft Solar | Greencroft Solar S/S | Greencroft | Stanley | County Durham | DH9 7XR | England | 416992 | 550310 | Stella South | Annfield | Annfield 66/20kV | 20 | Northern Powergrid (Northeast) Limited | Solar | Photovoltaic | No |  | 4.15 | 4.368 | [12 empty] | No | Connected | 2020-07-09 | 4.368 | 4.15 | 4.368 |  |  | 2016-12-31 | N/A | N/A | N/A |  |  | DATA NOT AVAILABLE
1574000318459 | Rotary Way | Rotary Way | Bio Gas | Rotary Way | Consett | County Durham | DH8 7ND | England | 411860 | 551208 | Stella South | Annfield | Consett | 20 | Northern Powergrid (Northeast) Limited | Biomass | Steam Turbine | No |  | 1 | 1.053 | [12 empty] | No | Connected | 2020-07-09 | 1.053 | 1 | 1.053 |  |  | 2014-06-04 | N/A | N/A | N/A |  |  | DATA NOT AVAILABLE
1574000311295 | Wind Farm | Wind Farm | Boundary Lane | Whittonstall | Consett | County Durham | DH8 9LQ | England | 411695 | 551090 | Stella South | Annfield | Consett | 20 | Northern Powergrid (Northeast) Limited | Wind | Onshore Wind | No |  | 5.89 | 6.2 | [12 empty] | No | Connected | 2020-07-09 | 6.2 | 5.843 | 6.151 |  |  | 2013-01-08 | N/A | N/A | N/A |  |  | DATA NOT AVAILABLE
1574000303328 | Kiln Pit Hill | Kiln Pit Hill | Wind Farm | Kiln Pit Hill | Consett | County Durham | DH8 9SL | England | 411695 | 551090 | Stella South | Annfield | Consett | 20 | Northern Powergrid (Northeast) Limited | Wind | Onshore Wind | No |  | 13.11 | 13.8 | [12 empty] | No | Connected | 2020-07-09 | 13.8 | 13.3 | 14 |  |  | 2011-09-27 | N/A | N/A | N/A |  |  | DATA NOT AVAILABLE
1574000319504 | Hexham Biodigester | Hexham Biodigester | Mcarthur Forest Services | Ferry Road | Hexham | Northumberland | NE46 4JW | England | 394147 | 564754 | Stella South | Coalburns | Hexham | 20 | Northern Powergrid (Northeast) Limited | Biomass | Steam Turbine | No |  | 2.5 | 2.632 | [12 empty] | No | Connected | 2020-07-09 | 2.632 | 2.5 | 2.632 |  |  | 2014-08-13 | N/A | N/A | N/A |  |  | DATA NOT AVAILABLE
1507507549988 | Kirkheaton Wind Ltd | Kirkheaton Wind Ltd | West Farm | Kirkheaton | Newcastle Upon Tyne | Tyne and Wear | NE19 2DQ | England | 410436 | 563372 | Stella South | Coalburns | West Wylam | 20 | Northern Powergrid (Northeast) Limited | Wind | Onshore Wind | No |  | 1.52 | 1.6 | [12 empty] | No | Connected | 2020-07-09 | 1.6 | 1.52 | 1.6 |  |  | 2000-05-15 | N/A | N/A | N/A |  |  | DATA NOT AVAILABLE
1574000184973 | St Bedes Landfill Site | St Bedes Landfill Site | Station Lane | Birtley | Chester Le Street | County Durham | DH2 1AJ | England | 426379 | 556010 | Stella South | Ravensworth | Birtley Grove 66/20kV | 20 | Northern Powergrid (Northeast) Limited | Other | Other | No |  | 3.42 | 3.6 | [12 empty] | No | Connected | 2020-07-09 | 3.6 | 3.04 | 3.2 |  |  | 2001-01-15 | N/A | N/A | N/A |  |  | DATA NOT AVAILABLE
1594001111792 | North Tyneside General Hospital | North Tyneside General Hospital | North Tyneside General Hospital | Rake Lane | North Shields | Tyne and Wear | NE29 8NH | England | 434141 | 570299 | Tynemouth | Chirton Grange | Billy Mill | 11 | Northern Powergrid (Northeast) Limited | Other | Other | No |  | 1.1 | 1.158 | [12 empty] | No | Connected | 2020-07-09 | 1.158 | 1.188 | 1.251 |  |  | 1998-08-01 | N/A | N/A | N/A |  |  | DATA NOT AVAILABLE
1574000307917 | STOR, Green Frog Ltd | STOR, Green Frog Ltd | Green Frog Power 214 LTD | High Flatworth | North Shields | Tyne and Wear | NE29 7SU | England | 433139 | 567602 | Tynemouth | Flatworth | Flatworth STOR Generation | 33 | Northern Powergrid (Northeast) Limited | Fossil Gas | Gas Turbine | No |  | 20 | 21.053 | [12 empty] | No | Connected | 2020-07-09 | 21.053 | 22.876 | 24.08 |  |  | 2013-04-01 | N/A | N/A | N/A |  |  | DATA NOT AVAILABLE
1574000310618 | Howden Sewage Treatment Works | Howden Sewage Treatment Works | Howden Sewage Treatment Works | Northumberland Dock | Wallsend | Tyne and Wear | NE28 0QD | England | 433254 | 566387 | Tynemouth | Flatworth | Howdon | 11 | Northern Powergrid (Northeast) Limited | Waste | Steam Turbine | No |  | 5.7 | 6 | [12 empty] | No | Connected | 2020-07-09 | 6 | 5.7 | 6 |  |  | 2012-11-20 | N/A | N/A | N/A |  |  | DATA NOT AVAILABLE
1574000328094 | Cramlington Biomass Generation | Cramlington Biomass Generation | Aesica Pharmaceuticals | Windmill Industrial Estate | Cramlington | Northumberland | NE23 9JL | England | 430270 | 583106 | Blyth 66kV | Blyth 66kV | Cramlington Biomass | 33 | Northern Powergrid (Northeast) Limited | Biomass | Steam Turbine | No |  | 31.666 | 33.333 | [12 empty] | No | Connected | 2020-07-09 | 33.333 | 31.666 | 33.333 |  |  | 2017-08-16 | N/A | N/A | N/A |  |  | DATA NOT AVAILABLE
1594001007708 | Chirex, Dudley, Cramlington | Chirex, Dudley, Cramlington | Chirex | Dudley | Cramlington | Northumberland | NE23 7QG | England | 425690 | 574293 | Tynemouth | Gosforth | Killingworth | 11 | Northern Powergrid (Northeast) Limited | Fossil Gas | Gas Turbine | No |  | 5.7 | 6 | [12 empty] | No | Connected | 2020-07-09 | 6 | 5.7 | 6 |  |  | 2000-01-21 | N/A | N/A | N/A |  |  | 1900-01-01
1574000266697 | Renal & Oncology Department | Renal & Oncology Department | Freeman Hospital | High Heaton | Newcastle Upon Tyne | Tyne and Wear | NE7 7DN | England | 426114 | 567641 | Tynemouth | Gosforth | Longbenton | 11 | Northern Powergrid (Northeast) Limited | Fossil Gas | Steam Turbine | Yes |  | 5.463 | 5.751 | [12 empty] | No | Connected | 2020-07-09 | 5.751 | 1.549 | 1.631 |  |  | 2006-02-27 | N/A | N/A | N/A |  |  | DATA NOT AVAILABLE
1574000260551 | Nissan Generation (Wind Turbines) | Nissan Generation (Wind Turbines) | Nissan Car Plant | Washington Road | Sunderland | Tyne and Wear | SR5 3NS | England | 434151 | 558225 | West Boldon | West Boldon | Nissan | 11 | Northern Powergrid (Northeast) Limited | Wind | Onshore Wind | No |  | 6 | 6.316 | [12 empty] | No | Connected | 2020-07-09 | 6.316 | 6 | 6.316 |  |  | 2016-02-11 | N/A | N/A | N/A |  |  | 2015-10-01
1574000324772 | Nissan Generation (Solar Panels) | Nissan Generation (Solar Panels) | Nissan Car Plant | Washington Road | Sunderland | Tyne and Wear | SR5 3NS | England | 434035 | 558325 | West Boldon | West Boldon | Nissan | 11 | Northern Powergrid (Northeast) Limited | Solar | Photovoltaic | No |  | 5 | 5.263 | [12 empty] | No | Connected | 2020-07-09 | 5.263 | 5 | 5.263 |  |  | 1900-01-01 | N/A | N/A | N/A |  |  | DATA NOT AVAILABLE
MSID_7354 | Port of Tyne BESS | Port of Tyne BESS | Port of Tyne | Jarrow Road (A185) | South Shields | Tyne and Wear | NE34 9PS | England | 434846 | 564768 | South Shields | South Shields | Jarrow Road BESS | 33 | Northern Powergrid (Northeast) Limited | Storage Battery | Battery | No |  | 35 | 36.842 | [12 empty] | No | Connected | 2020-07-09 | 36.842 | 35 | 36.842 |  |  | 2017-06-02 | N/A | N/A | N/A |  |  | 2016-06-13
DATA NOT AVAILABLE | Billingham Reach Industrial Estate Power Station | Billingham Reach Industrial Estate Power Station | 6.4 Hectares | Billingham Reach Industrial Estate | Billingham | County Durham | TS23 1PX | England | 447799 | 521271 | Norton | North Tees | Billingham Waste to Energy | 66 | Northern Powergrid (Northeast) Limited | Biomass | Steam Turbine | No |  | 40 | 42.105 | [12 empty] | No | Accepted to Connect | 2020-07-09 | N/A | N/A | N/A |  |  | N/A | 42.105 | 40 | 42.105 |  |  | 2017-01-03
DATA NOT AVAILABLE | Network Rail Hutton Bonville | Network Rail Hutton Bonville | Network Rail | Hutton Bonville | Northallerton | North Yorkshire | DL7 0NS | England | 433656 | 500384 | Norton | Hutton Bonville Rail | Hutton Bonville Rail Direct | 132 | Northern Powergrid (Northeast) Limited | Fossil Gas | Gas Turbine | No |  | 2 | 2.105 | [12 empty] | No | Accepted to Connect | 2020-07-09 | N/A | N/A | N/A |  |  | N/A | 2.105 | 2 | 2.105 |  |  | 2017-05-02
1574000330289 | Tees Dock Landfill Site | Tees Dock Landfill Site | Tees Dock Landfill Site | Tees Dock Road | Middlesbrough | North Yorkshire | TS6 6TN | England | 455058 | 521042 | Lackenby | Lackenby | Grangetown | 11 | Northern Powergrid (Northeast) Limited | Waste | Steam Turbine | No |  | 1.097 | 1.155 | [12 empty] | No | Connected | 2020-07-09 | 1.155 | 1.097 | 1.155 |  |  | 2017-10-30 | N/A | N/A | N/A |  |  | 2017-05-02
DATA NOT AVAILABLE | Worset Lane Generation | Worset Lane Generation | Land at Worset Lane | Hart Village | Hartlepool | County Durham | TS27 3BL | England | 445993 | 533644 | Hartmoor | Hartmoor | Worset Lane Generation | 66 | Northern Powergrid (Northeast) Limited | Fossil Gas | Gas Turbine | No |  | 49.894 | 52.52 | [12 empty] | No | Accepted to Connect | 2020-07-09 | N/A | N/A | N/A |  |  | N/A | 52.52 | 49.894 | 52.52 |  |  | 2017-06-29
1574000326789 | Gateshead Energy Centre | Gateshead Energy Centre | Gateshead Energy Centre | Quarryfield Road | Gateshead | Tyne and Wear | NE8 3BE | England | 425966 | 563464 | West Boldon | West Boldon | Gateshead East | 11 | Northern Powergrid (Northeast) Limited | Storage Battery | Battery | No |  | 6.555 | 6.9 | [12 empty] | No | Connected | 2020-07-09 | 6.9 | 6.555 | 6.9 |  |  | 00/01/1900 | N/A | N/A | N/A |  |  | 2017-06-19
1574000329098 | Recycling Plant | Recycling Plant | Dunslow Road | Seamer | Scarborough | North Yorkshire | Y012 4QA | England | 504410 | 483550 | Osbaldwick | Scarborough Grid | Eastfield | 11 | Northern Powergrid (Northeast) Limited | Storage Battery | Battery | No |  | 2.85 | 3 | [12 empty] | No | Connected | 2020-11-12 | 3 | 2.85 | 3 |  |  | 00/01/1900 | N/A | N/A | N/A |  |  | 2017-06-12
1574000328420 | Teesside Renewable Energy Plant (Port Clarence Biomass) | Teesside Renewable Energy Plant (Port Clarence Biomass) | Teeside Renewable Energy Plant | Huntsman Drive | Middlesbrough | North Yorkshire | TS2 1UE | England | 451767 | 522167 | Saltholme | Port Clarence Biomass | Port Clarence Biomass Direct | 132 | Northern Powergrid (Northeast) Limited | Biomass | Steam Turbine | No |  | 49 | 51.579 | [12 empty] | No | Connected | 2020-11-12 | 51.579 | 49 | 51.579 |  |  | 2018-08-10 | N/A | N/A | N/A |  |  | 2014-11-12
DATA NOT AVAILABLE | Peterlee Generation 1, Davy Drive | Peterlee Generation 1, Davy Drive | Peterlee Generation 1 | Northwest Industrial Estate | Peterlee | Country Durham | SR8 2JF | England | 441102 | 541853 | Hawthorn Pit Grid | Hawthorn Pit Grid | Peterlee Industrial | 11 | Northern Powergrid (Northeast) Limited | Fossil Gas | Steam Turbine | Yes |  | 4 | 4.211 | [12 empty] | No | Accepted to Connect | 2020-11-12 | N/A | N/A | N/A |  |  | N/A | 4.211 | 3.8 | 4 |  |  | 2017-12-28
1574000260320 | Allerton Landfill (Grafton Generation) | Allerton Landfill (Grafton Generation) | Landfill Generation Site | Allerton Park | Knaresborough | North Yorkshire | HG5 0SE | England | 441243 | 458027 | Knaresborough | Wormald Green 132/33kV | Coneythorpe | 11 | Northern Powergrid (Northeast) Limited | Waste | Steam Turbine | No |  | 1.425 | 1.5 | [12 empty] | No | Connected | 2020-11-12 | 1.5 | 1.425 | 1.5 |  |  | 2016-01-01 | N/A | N/A | N/A |  |  | DATA NOT AVAILABLE
1574000330410 | Generation Connection, Bolklow Road | Generation Connection, Bolklow Road | Corncroft Mews | Grangetown | Middlesbrough | North Yorkshire | TS6 7HJ | England | 455695 | 521437 | Lackenby | Lackenby | Grangetown | 11 | Northern Powergrid (Northeast) Limited | Fossil Gas | Gas Turbine | No |  | 12 | 12.632 | [12 empty] | No | Connected | 2020-11-12 | 12.632 | 12 | 12.632 |  |  | 00/01/1900 | N/A | N/A | N/A |  |  | 2017-01-17
DATA NOT AVAILABLE | R/O Smartex BESS | R/O Smartex BESS | R/O Smartex | Showfield Lane | Malton | North Yorkshire | YO17 6BT | England | 478255 | 472949 | Osbaldwick | Malton Grid | Malton | 11 | Northern Powergrid (Northeast) Limited | Storage Battery | Battery | No |  | 5 | 5.263 | [12 empty] | No | Accepted to Connect | 2020-11-12 | N/A | N/A | N/A |  |  | N/A | 5.263 | 5 | 5.263 |  |  | 2017-01-30
1574000329344 | Billingham Tioxide 6MW gas Gen | Billingham Tioxide 6MW gas Gen | Billingham Tioxide Green Section | Haverton Hill Road | Billingham | Country Durham | TS23 1PS | England | 447410 | 521649 | Norton | North Tees | North Tees T3 T4 | 11 | Northern Powergrid (Northeast) Limited | Fossil Oil | Engine | No |  | 6 | 6.316 | [12 empty] | No | Connected | 2020-11-12 | 6.316 | 6 | 6.316 |  |  | 2017-10-25 | N/A | N/A | N/A |  |  | 2017-02-01
DATA NOT AVAILABLE | Alne Material Recycling Facility | Alne Material Recycling Facility | Alne Materials Recycling Facility | Forest Lane | Alne | North Yorkshire | YO61 1TU | England | 452115 | 466091 | Knaresborough | Husthwaite | Husthwaite 33/11kV | 11 | Northern Powergrid (Northeast) Limited | Waste | Steam Turbine | No |  | 2 | 2.105 | [12 empty] | No | Accepted to Connect | 2020-11-12 | N/A | N/A | N/A |  |  | N/A | 2.105 | 2 | 2.105 |  |  | 2018-02-05
DATA NOT AVAILABLE | Fylands Bridge | Fylands Bridge | Fylands Bridge | Fylands Drive | Bishop Auckland | Country Durham | DL14 6XH | England | 420879 | 527716 | Spennymoor GSP | Toronto | Sirius Renewables Fylands Bridge | 66 | Northern Powergrid (Northeast) Limited | Fossil Gas | Gas Turbine | No |  | 30 | 31.579 | [12 empty] | No | Accepted to Connect | 2020-11-12 | N/A | N/A | N/A |  |  | N/A | 31.579 | 30 | 31.579 |  |  | 2017-08-14
DATA NOT AVAILABLE | Central Science Laboratory Sand Hutton Standby Generation | Central Science Laboratory Sand Hutton Standby Generation | Land Research Centre | Land Research Centre | Sand Hutton | North Yorkshire | YO41 1LZ | England | 467586 | 457967 | Osbaldwick | Melrosegate | Huntington New Lane | 11 | Northern Powergrid (Northeast) Limited | Fossil Oil | Engine | No |  | 5 | 5.263 | [12 empty] | No | Connected | 2020-11-12 | 5.263 | 0 | 0 |  |  | DATA NOT AVAILABLE | N/A | N/A | N/A |  |  | DATA NOT AVAILABLE
DATA NOT AVAILABLE | High Cayton Solar | High Cayton Solar | High Calyon | Lands at High Cayton | Harrogate | North Yorkshire | HG3 3NB | England | 428813 | 462957 | Knaresborough | High Cayton Solar | High Cayton Solar Direct | 132 | Northern Powergrid (Northeast) Limited | Solar | Photovoltaic | No |  | 49 | 51.579 | [12 empty] | No | Accepted to Connect | 2020-11-12 | N/A | N/A | N/A |  |  | N/A | 51.579 | 49 | 51.579 |  |  | 2017-11-09
1574000218044 | Queen Victoria Royal Infirmary | Queen Victoria Royal Infirmary | Royal Victoria Infirmary | Queen Victoria Road | Newcastle Upon Tyne | Tyne and Wear | NE1 4LP | England | 424579 | 565302 | Stella North | Barrack Road | University | 11 | Northern Powergrid (Northeast) Limited | Fossil Gas | Steam Turbine | Yes |  | 12 | 12.632 | [12 empty] | No | Connected | 2020-11-12 | 12.632 | 12 | 12.632 |  |  | 2019-12-02 | N/A | N/A | N/A |  |  | 2018-04-06
DATA NOT AVAILABLE | BESS, Jennyfield Road | BESS, Jennyfield Road | Jennyfield Road | Jennyfield Road | Harrogate | North Yorkshire | HG1 2JP | England | 429480 | 456227 | Knaresborough | Harrogate 132/11kV | Harrogate 132/11kV Direct | 11 | Northern Powergrid (Northeast) Limited | Storage Battery | Battery | No |  | 5 | 5.263 | [12 empty] | No | Accepted to Connect | 2020-11-12 | N/A | N/A | N/A |  |  | N/A | 5.263 | 5 | 5.263 |  |  | 2018-05-14
DATA NOT AVAILABLE | Boscar Grange Hybrid Generation | Boscar Grange Hybrid Generation | Boscar Grange Farm | Thirsk Road | Easingwold | North Yorkshire | YO61 3NQ | England | 450247 | 472323 | Knaresborough | Husthwaite | Boscar Grange Generation | 33 | Northern Powergrid (Northeast) Limited | Fossil Gas | Gas Turbine | No |  | 27 | 28.421 | [12 empty] | No | Connected | 2020-11-12 | 28.421 | 27 | 28.421 |  |  | 2019-10-16 | N/A | N/A | N/A |  |  | 2018-01-22
DATA NOT AVAILABLE | Sunderland, Deptford Terrace, Sunderland Generation 1 | Sunderland, Deptford Terrace, Sunderland Generation 1 | Sunderland Generation 1 | Deptford Terrace | Sunderland | Tyne and Wear | SR4 6UA | England | 438118 | 557535 | West Boldon | West Boldon | Sunderland T1 T2 | 11 | Northern Powergrid (Northeast) Limited | Fossil Gas | Gas Turbine | No |  | 6 | 6.316 | [12 empty] | No | Accepted to Connect | 2020-11-12 | N/A | N/A | N/A |  |  | N/A | 6.316 | 6 | 6.316 |  |  | 2018-06-04
DATA NOT AVAILABLE | Blyth Offshore Wind Farm - Remaining Buildout | Blyth Offshore Wind Farm - Remaining Buildout | Blyth Offshore Windfarm | Blyth Offshore Windfarm | Blyth | Northumberland | NE24 3AT | England | 436576 | 585012 | Blyth 66kV | Blyth 66kV | Blyth Offshore Windfarm | 66 | Northern Powergrid (Northeast) Limited | Wind | Offshore Wind Turbines | No |  | 58.4 | 61.474 | [12 empty] | No | Accepted to Connect | 2020-11-12 | N/A | N/A | N/A |  |  | N/A | 61.474 | 58.4 | 61.474 |  |  | 2011-02-28
DATA NOT AVAILABLE | Non-Exporting PV, Lumley Treatment Works | Non-Exporting PV, Lumley Treatment Works | Lumley Treatment Works | Great Lumley | Chester Le Street | Country Durham | DH3 4HG | England | 430211 | 549224 | Hawthorn Pit Grid | Hawthorn Pit Grid | Houghton | 11 | Northern Powergrid (Northeast) Limited | Solar | Photovoltaic | No |  | 1.6 | 1.684 | [12 empty] | No | Accepted to Connect | 2020-11-12 | N/A | N/A | N/A |  |  | N/A | 1.684 | 0 | 0 |  |  | 2018-10-31
DATA NOT AVAILABLE | Broken Scar WTW PV | Broken Scar WTW PV | Broken Scar Treatment Works | Coniscliffe Road | Darlington | Country Durham | DL3 8TF | England | 425630 | 514050 | Norton | Darlington Central | Darlington 33/11kV | 11 | Northern Powergrid (Northeast) Limited | Solar | Photovoltaic | No |  | 3.1 | 3.263 | [12 empty] | No | Accepted to Connect | 2020-11-12 | N/A | N/A | N/A |  |  | N/A | 3.263 | 3.1 | 3.263 |  |  | 2018-11-02
DATA NOT AVAILABLE | Red Gap Windfarm BESS | Red Gap Windfarm BESS | Red Gap Wind Farm | Elwick | Hartlepool | Country Durham | TS27 3HH | England | 444403 | 529185 | Hartmoor | Hartmoor | Hartmoor 66/20kV | 20 | Northern Powergrid (Northeast) Limited | Storage Battery | Battery | No |  | 1.25 | 1.316 | [12 empty] | No | Accepted to Connect | 2020-11-12 | N/A | N/A | N/A |  |  | N/A | 1.316 | 1.25 | 1.316 |  |  | 2018-11-01
DATA NOT AVAILABLE | Chapel Lane Diesel - non exporting backup only | Chapel Lane Diesel - non exporting backup only | Chapel Lane North | Wynyard | Billingham | Country Durham | TS22 5TH | England | 444650 | 527066 | Hartmoor | Hartmoor | Wynyard | 11 | Northern Powergrid (Northeast) Limited | Fossil Gas | Gas Turbine | No |  | 18.526 | 19.501 | [12 empty] | No | Accepted to Connect | 2020-11-12 | N/A | N/A | N/A |  |  | N/A | 19.501 | 0 | 0 |  |  | 2018-12-12
DATA NOT AVAILABLE | York Potash - Sirius | York Potash - Sirius | Woodsmiths Site | Sneaton | Whitby | North Yorkshire | YO22 5HZ | England | 489771 | 505939 | Osbaldwick | Malton Grid | Whitby T2 | 11 | Northern Powergrid (Northeast) Limited | Storage Battery | Battery | No |  | 23 | 24.211 | [12 empty] | No | Accepted to Connect | 2020-11-12 | N/A | N/A | N/A |  |  | N/A | 24.211 | 4 | 4.211 |  |  | 2019-02-21
DATA NOT AVAILABLE | Seal Sands HRS Biomass | Seal Sands HRS Biomass | Seneca Global Energy | Seal Sands Road | Seal Sands | Country Durham | TS2 1UB | England | 452919 | 523912 | Saltholme | Seal Sands HRS Biomass | Seal Sands HRS Biomass Direct | 132 | Northern Powergrid (Northeast) Limited | Fossil Gas | Steam Turbine | Yes |  | 40 | 42.105 | [12 empty] | No | Accepted to Connect | 2020-11-12 | N/A | N/A | N/A |  |  | N/A | 42.105 | 40 | 42.105 |  |  | 2019-02-16
DATA NOT AVAILABLE | Benton Rail Regen Braking | Benton Rail Regen Braking | Benton | Network Rail Feeder | Newcastle Upon Tyne | Tyne and Wear | NE12 9SL | England | 428247 | 568723 | Tynemouth | Benton Rail | Benton Rail Direct | 25 | Northern Powergrid (Northeast) Limited | Other | Other | No |  | 2 | 2.105 | [12 empty] | No | Accepted to Connect | 2020-11-12 | N/A | N/A | N/A |  |  | N/A | 2.105 | 2 | 2.105 |  |  | 2019-02-08
DATA NOT AVAILABLE | South Lowfield PV | South Lowfield PV | Lowfield Hall | Kirby Fleetham | Northallerton | North Yorkshire | DL7 0SB | England | 428769 | 494604 | Norton | Leeming Bar | South lowfield PV | 33 | Northern Powergrid (Northeast) Limited | Solar | Photovoltaic | No |  | 40 | 42.105 | [12 empty] | No | Accepted to Connect | 2020-11-12 | N/A | N/A | N/A |  |  | N/A | 42.105 | 40 | 42.105 |  |  | 2019-07-01
DATA NOT AVAILABLE | Toffts Road Steam - Saltholme | Toffts Road Steam - Saltholme | Tofts Road West | Tofts Farm Industrial Estate West Brenda | Hartlepool | Country Durham | TS25 2BQ | England | 451147 | 528042 | Saltholme | Toffts Road Steam | Toffts Road Steam Direct | 132 | Northern Powergrid (Northeast) Limited | Fossil Gas | Steam Turbine | Yes |  | 49.999 | 52.631 | [12 empty] | No | Accepted to Connect | 2020-11-12 | N/A | N/A | N/A |  |  | N/A | 52.631 | 49.999 | 52.631 |  |  | 2019-09-06
DATA NOT AVAILABLE | Howdon STW CHP | Howdon STW CHP | Howdon STW | Northumnderland Dock | Wallsend | Tyne and Wear | NE28 0PB | England | 433891 | 566418 | Tynemouth | Flatworth | Howdon | 11 | Northern Powergrid (Northeast) Limited | Fossil Gas | Steam Turbine | Yes |  | 6 | 6.316 | [12 empty] | No | Connected | 2020-11-12 | 6.316 | 6 | 6.316 |  |  | 2019-11-01 | N/A | N/A | N/A |  |  | 2019-09-16
1580000379200 | BEBA ENERGY PV | BEBA ENERGY PV | Rutherford Road | Stephenson Industrial Estate | Washington | Tyne and Wear | NE37 3HX | England | 431382 | 558485 | West Boldon | West Boldon | Usworth | 11 | Northern Powergrid (Northeast) Limited | Solar | Photovoltaic | No |  | 1 | 1.053 | [12 empty] | No | Accepted to Connect | 2020-11-12 | N/A | N/A | N/A |  |  | N/A | 1.053 | 1 | 1.053 |  |  | 2019-10-31
DATA NOT AVAILABLE | Redcar W2E | Redcar W2E | Redcar Bulk Terminal | Redcar Bulk Terminal | Redcar | North Yorkshire | TS10 5NX | England | 455760 | 527197 | Lackenby | Lackenby | Redcar W2E | 66 | Northern Powergrid (Northeast) Limited | Waste | Steam Turbine | No |  | 49.999 | 52.631 | [12 empty] | No | Accepted to Connect | 2020-11-12 | N/A | N/A | N/A |  |  | N/A | 52.631 | 49.999 | 52.631 |  |  | 2019-10-01
DATA NOT AVAILABLE | Hulam Farm PV | Hulam Farm PV | Hulam Farm | Castle Eden | Hartlepool | County Durham | TS27 4SA | England | 444013 | 536788 | Hartmoor | Hartmoor | Hulam Farm PV | 66 | Northern Powergrid (Northeast) Limited | Solar | Photovoltaic | No |  | 49.999 | 52.631 | [12 empty] | No | Accepted to Connect | 2020-11-12 | N/A | N/A | N/A |  |  | N/A | 52.631 | 49.999 | 52.631 |  |  | 2019-10-10
1574200335241 | Saltholme Gas North | Saltholme Gas North | RSPB Saltholme | Cowpen Bewley Road | Billingham | County Durham | TS23 4EX | England | 449057 | 523422 | Saltholme | Saltholme Gas North | Saltholme Gas North Direct | 132 | Northern Powergrid (Northeast) Limited | Fossil Gas | Gas Turbine | No |  | 49.95 | 52.579 | [12 empty] | No | Connected | 2021-05-28 | 52.579 | 49.95 | 52.579 |  |  | 2021-01-29 | N/A | N/A | N/A |  |  | 2018-11-20
1574200335250 | Saltholme Gas South | Saltholme Gas South | RSPB Saltholme | Cowpen Bewley Road | Billingham | County Durham | TS23 4EX | England | 449057 | 523422 | Saltholme | Saltholme Gas South | Saltholme Gas South Direct | 132 | Northern Powergrid (Northeast) Limited | Fossil Gas | Gas Turbine | No |  | 49.95 | 52.579 | [12 empty] | No | Connected | 2021-05-28 | 52.579 | 49.95 | 52.579 |  |  | 2021-01-29 | N/A | N/A | N/A |  |  | 2018-11-20
DATA NOT AVAILABLE | Hell Hole & Low Middlefield Farms | Hell Hole & Low Middlefield Farms | Hell Hole Farm | Thorpe Thewles | Stockton-On-Tees | County Durham | TS21 3LH | England | 439601 | 523855 | Norton | Hell Hole Farm | Hell Hole Farm Direct | 132 | Northern Powergrid (Northeast) Limited | Solar | Photovoltaic | No |  | 80 | 84.211 | [12 empty] | No | Accepted to Connect | 2020-11-12 | N/A | N/A | N/A |  |  | N/A | 84.211 | 80 | 84.211 |  |  | 2019-11-25
DATA NOT AVAILABLE | Derwenthaugh Eco Park - HV Gas | Derwenthaugh Eco Park - HV Gas | Derwenthaugh Eco Park | Derwenthaugh Road | Swallwell | Tyne and Wear | NE16 3BJ | England | 419932 | 562891 | Stella North | Newburn Haugh | Newburn Haugh Direct | 11 | Northern Powergrid (Northeast) Limited | Fossil Gas | Gas Turbine | No |  | 10 | 10.526 | [12 empty] | No | Accepted to Connect | 2020-11-12 | N/A | N/A | N/A |  |  | N/A | 10.526 | 10 | 10.526 |  |  | 2019-01-01
DATA NOT AVAILABLE | Murton Solar Farm | Murton Solar Farm | Murton Solar Farm | Murton Solar Farm | Murton | County Durham | DH6 2TX | England | 438242 | 545709 | Hawthorn Pit Grid | Hawthorn Pit Grid | Murton Solar Farm | 66 | Northern Powergrid (Northeast) Limited | Solar | Photovoltaic | No |  | 45 | 47.368 | [12 empty] | No | Accepted to Connect | 2020-11-12 | N/A | N/A | N/A |  |  | N/A | 47.368 | 45 | 47.368 |  |  | 2020-01-15
DATA NOT AVAILABLE | Hett Moor Farm PV | Hett Moor Farm PV | Hett Moor Farm | Thinford Road | Hett | County Durham | DH6 5LJ | England | 428857 | 535305 | Spennymoor GSP | Hett Moor Farm PV | Hett Moor Farm PV Direct | 132 | Northern Powergrid (Northeast) Limited | Solar | Photovoltaic | No |  | 42.4 | 44.632 | [12 empty] | No | Accepted to Connect | 2020-11-12 | N/A | N/A | N/A |  |  | N/A | 44.632 | 42.4 | 44.632 |  |  | 2020-02-13
DATA NOT AVAILABLE | Whelley Hill Farm PV | Whelley Hill Farm PV | Whelley Hill Farm | Hart | Hartlepool | County Durham | TS27 3BH | England | 444914 | 533881 | Hartmoor | Hartmoor | Whelley Hill PV | 66 | Northern Powergrid (Northeast) Limited | Solar | Photovoltaic | No |  | 25 | 26.316 | [12 empty] | No | Accepted to Connect | 2020-11-12 | N/A | N/A | N/A |  |  | N/A | 26.316 | 25 | 26.316 |  |  | 2020-03-27
DATA NOT AVAILABLE | York University 10MVA Demand 2MW CHP | York University 10MVA Demand 2MW CHP | Heslington East Campus | Innovation Close | Heslington | North Yorkshire | YO10 5ZF | England | 462778 | 450815 | Osbaldwick | Melrosegate | York University | 11 | Northern Powergrid (Northeast) Limited | Fossil Gas | Steam Turbine | Yes |  | 2 | 2.105 | [12 empty] | No | Accepted to Connect | 2020-11-12 | N/A | N/A | N/A |  |  | N/A | 2.105 | 2 | 2.105 |  |  | 2020-03-11
DATA NOT AVAILABLE | Cayton PV | Cayton PV | Station Road | Cayton | Scarborough | North Yorkshire | YO113TL | England | 503373 | 486618 | Osbaldwick | Scarborough Grid | Cayton PV | 33 | Northern Powergrid (Northeast) Limited | Fossil Gas | Photovoltaic | No |  | 23 | 24.211 | [12 empty] | No | Accepted to Connect | 2020-11-12 | N/A | N/A | N/A |  |  | N/A | 24.211 | 23 | 24.211 |  |  | 2020-05-12
DATA NOT AVAILABLE | Newcastle Battery Storage | Newcastle Battery Storage | Bridge Road | Blaydon On Tyne | Gateshead | Tyne and Wear | NE21 4NT | England | 417213 | 564454 | Stella South | Newcastle BESS | Newcastle BESS Direct | 132 | Northern Powergrid (Northeast) Limited | Storage Battery | Battery | No |  | 99.8 | 105.053 | [12 empty] | No | Accepted to Connect | 2020-11-12 | N/A | N/A | N/A |  |  | N/A | 105.053 | 99.8 | 105.053 |  |  | 2020-06-19
DATA NOT AVAILABLE | Skeeby Solar | Skeeby Solar | Land south of Skeeby Substation | Skeeby | Skeeby Solar | North Yorkshire | DL10 5DP | England | 419380 | 502554 | Norton | Skeeby | Skeeby Solar | 33 | Northern Powergrid (Northeast) Limited | Solar | Photovoltaic | No |  | 39 | 41.053 | [12 empty] | No | Accepted to Connect | 2020-11-12 | N/A | N/A | N/A |  |  | N/A | 41.053 | 39 | 41.053 |  |  | 2020-06-09
DATA NOT AVAILABLE | Humbertoth PV | Humbertoth PV | Humbertoth Farm | Husthwaite | Humbertooth PV | North Yorkshire | YO61 4PN | England | 450334 | 473684 | Knaresborough | Husthwaite | Humbertooth PV | 33 | Northern Powergrid (Northeast) Limited | Solar | Photovoltaic | No |  | 44.59 | 46.937 | [12 empty] | No | Accepted to Connect | 2020-11-12 | N/A | N/A | N/A |  |  | N/A | 46.937 | 44.59 | 46.937 |  |  | 2020-07-17
DATA NOT AVAILABLE | Growhow UK Ltd (Billingham) | Growhow UK Ltd (Billingham) | PO Box 81 | How Grow UK LOTD | Billingham | County Durham | TS23 1XT | England | 449281 | 523654 | Saltholme | Billingham Synthetic | Billingham Synthetic Direct | 132 | Northern Powergrid (Northeast) Limited | Waste | Steam Turbine | No |  | 27.2 | 28.632 | [12 empty] | No | Accepted to Connect | 2021-04-23 | N/A | N/A | N/A |  |  | N/A | 28.632 | 27.2 | 28.632 |  |  | 2020-07-10
DATA NOT AVAILABLE | Hull Road BESS | Hull Road BESS | Hull Road | DATA NOT AVAILABLE | York | North Yorkshire | YO19 5HE | England | 465453 | 451856 | Osbaldwick | Osbaldwick | Hull Road BESS | 66 | Northern Powergrid (Northeast) Limited | Storage Battery | Battery | No |  | 49.9 | 52.526 | [12 empty] | No | Accepted to Connect | 2021-03-24 | N/A | N/A | N/A |  |  | N/A | 52.526 | 49.9 | 52.526 |  |  | 2020-07-06
DATA NOT AVAILABLE | Seamer Moor PV | Seamer Moor PV | Seamer PV | DATA NOT AVAILABLE | Scarborough | North Yorkshire | YO12 4NE | England | 501967 | 484569 | Osbaldwick | Scarborough Grid | Seamer Moor PV | 33 | Northern Powergrid (Northeast) Limited | Solar | Photovoltaic | No |  | 23 | 24.211 | [12 empty] | No | Accepted to Connect | 2020-11-12 | N/A | N/A | N/A |  |  | N/A | 24.211 | 23 | 24.211 |  |  | 2020-08-18
DATA NOT AVAILABLE | Knapton Quarry | Knapton Quarry | Knapton Quarry | East Knapton | Malton | North Yorkshire | YO17 8JA | England | 489370 | 475748 | Osbaldwick | Malton Grid | Yedingham | 11 | Northern Powergrid (Northeast) Limited | Fossil Gas | Steam Turbine | Yes |  | 9.9 | 10.421 | [12 empty] | No | Accepted to Connect | 2020-11-12 | N/A | N/A | N/A |  |  | N/A | 10.421 | 9.9 | 10.421 |  |  | 2020-08-21
DATA NOT AVAILABLE | Low Moor Solar & BESS | Low Moor Solar & BESS | LOW MOOR LANE | SCOTTON | KNARESBOROUGH | North Yorkshire | HG5 9JB | England | 433548 | 460491 | Knaresborough | Low Moor Lane | Low Moor Lane Direct | 132 | Northern Powergrid (Northeast) Limited | Solar | Photovoltaic | No |  | 99.75 | 105 | [12 empty] | No | Accepted to Connect | 2020-11-12 | N/A | N/A | N/A |  |  | N/A | 105 | 49.9 | 52.526 |  |  | 2020-09-08
DATA NOT AVAILABLE | West House Hybrid PV % BESS | West House Hybrid PV % BESS | WEST HOUSE FARM | HAM HALL LANE | NORTHALLERTON | North Yorkshire | DL7 0RQ | England | 429566 | 491733 | Norton | Leeming Bar | West House PV | 33 | Northern Powergrid (Northeast) Limited | Solar | Photovoltaic | No |  | 39 | 41.053 | [12 empty] | No | Accepted to Connect | 2020-11-12 | N/A | N/A | N/A |  |  | N/A | 41.053 | 39 | 41.053 |  |  | 2020-10-06
DATA NOT AVAILABLE | Whessoe PV | Whessoe PV | Whessoe | Whessoe | Darlington | County Durham | DL3 0UY | England | 427129 | 518696 | Norton | Darlington North | Whessoe PV | 33 | Northern Powergrid (Northeast) Limited | Solar | Photovoltaic | No |  | 40 | 42.105 | [12 empty] | No | Accepted to Connect | 2020-11-12 | N/A | N/A | N/A |  |  | N/A | 42.105 | 40 | 42.105 |  |  | 2020-08-21
DATA NOT AVAILABLE | Whinfield PV | Whinfield PV | WHINFIELD HOUSE FARM | BRAFFERTON | DARLINGTON | County Durham | DL1 3LE | England | 430525 | 522044 | Norton | Darlington North | Whinfield House PV | 33 | Northern Powergrid (Northeast) Limited | Solar | Photovoltaic | No |  | 22.99 | 24.2 | [12 empty] | No | Accepted to Connect | 2020-11-12 | N/A | N/A | N/A |  |  | N/A | 24.2 | 22.8 | 24 |  |  | 2020-07-14
DATA NOT AVAILABLE | New Road WEP | New Road WEP | CF Fertiliser Industrial Complex | New Road | Billingham | Country Durham | TS23 1XT | England | 447891 | 521875 | Norton | North Tees | New Road WEP | 66 | Northern Powergrid (Northeast) Limited | Waste | Steam Turbine | No |  | 25 | 26.316 | [12 empty] | No | Accepted to Connect | 2021-04-26 | N/A | N/A | N/A |  |  | N/A | 26.316 | 25 | 26.316 |  |  | 2020-07-06
DATA NOT AVAILABLE | Cassel CHP (LUCITE) | Cassel CHP (LUCITE) | CASSEL WORKS | NEW ROAD | BILLINGHAM | County Durham | TS23 1LE | England | 446961 | 521754 | Norton | North Tees | Lucite | 66 | Northern Powergrid (Northeast) Limited | Fossil Gas | Steam Turbine | Yes |  | 25 | 26.316 | [12 empty] | No | Accepted to Connect | 2020-11-12 | N/A | N/A | N/A |  |  | N/A | 26.316 | 3 | 3.158 |  |  | 2020-06-03
DATA NOT AVAILABLE | Ray Wind Farm Additional BESS | Ray Wind Farm Additional BESS | Ray Wind Farm | Kirkwhelpington | Hexham | Northumberland | NE19 2RJ | England | 395683 | 588504 | Fourstones 33kV | Fourstones 33kV | Ray Fell Windfarm | 33 | Northern Powergrid (Northeast) Limited | Storage Battery | Battery | No |  | 20 | 21.053 | [12 empty] | No | Accepted to Connect | 2020-11-12 | N/A | N/A | N/A |  |  | N/A | 21.053 | 20 | 21.053 |  |  | 2020-10-22
DATA NOT AVAILABLE | California Hybrid Solar & BESS | California Hybrid Solar & BESS | CALIFORNIA FARM | CARLTON | STOCKTON-ON-TEES | County Durham | TS21 1ED | England | 440144 | 521471 | Norton | California Farm | California Farm Direct | 132 | Northern Powergrid (Northeast) Limited | Storage Battery | Battery | No |  | 150 | 157.895 | [12 empty] | No | Accepted to Connect | 2020-11-12 | N/A | N/A | N/A |  |  | N/A | 157.895 | 99.99 | 105.253 |  |  | 2020-04-29
DATA NOT AVAILABLE | Billingham Reach | Billingham Reach | 6.4 Hectares | Billingham Reach Industrial Estate | Billingham | County Durham | TS23 1PX | England | 447799 | 521271 | Norton | North Tees | Billingham Waste to Energy | 66 | Northern Powergrid (Northeast) Limited | Waste | Steam Turbine | No |  | 5 | 5.263 | [12 empty] | No | Accepted to Connect | 2020-12-11 | N/A | N/A | N/A |  |  | N/A | 5.263 | 5 | 5.263 |  |  | 2020-05-21
DATA NOT AVAILABLE | Swan House PV | Swan House PV | SWAN HOUSE FARM | SWAN HOUSE FARM | DARLINGTON | County Durham | DL2 2XN | England | 425471 | 519938 | Norton | Darlington North | Swan House PV | 33 | Northern Powergrid (Northeast) Limited | Solar | Photovoltaic | No |  | 39 | 41.053 | [12 empty] | No | Accepted to Connect | 2020-12-11 | N/A | N/A | N/A |  |  | N/A | 41.053 | 39 | 41.053 |  |  | 2020-11-18
DATA NOT AVAILABLE | Woolpots Farm PV | Woolpots Farm PV | Woolpots Farm | Husthwaite | York | North Yorkshire | YO61 4PJ | England | 451034 | 474177 | Knaresborough | Husthwaite | Woolpots Farm PV | 33 | Northern Powergrid (Northeast) Limited | Solar | Photovoltaic | No |  | 49.9 | 52.526 | [12 empty] | No | Accepted to Connect | 2021-01-12 | N/A | N/A | N/A |  |  | N/A | 52.526 | 49.9 | 52.526 |  |  | 2020-10-28
DATA NOT AVAILABLE | Sheraton Hall Solar PV | Sheraton Hall Solar PV | SOLAR PARK | SHERATON | Hartlepool | Country Durham | TS274RD | England | 445788 | 534359 | Hartmoor | Hartmoor | Sheraton Solar | 66 | Northern Powergrid (Northeast) Limited | Solar | Photovoltaic | No |  | 42 | 44.211 | [12 empty] | No | Accepted to Connect | 2021-04-19 | N/A | N/A | N/A |  |  | N/A | 44.211 | 40 | 42.105 |  |  | 2020-12-15
1574000329423 | Cummins Engine Company | Cummins Engine Company | Cummins Engine CO. | Yarm Road | Darlington | Country Durham | DL1 4PW | England | 431975 | 513935 | Norton | Darlington Central | Darlington East | 11 | Northern Powergrid (Northeast) Limited | Fossil Gas | Gas Turbine | No |  | 2.5 | 2.632 | [12 empty] | No | Connected | 2021-05-11 | 2.632 | 2.5 | 2.632 |  |  | N/A | N/A | N/A | N/A |  |  | 2020-12-03
DATA NOT AVAILABLE | Burdon Grange BESS | Burdon Grange BESS | Burdon Grange | Bishopton Lane | Darlington | Country Durham | DL1 3JR | England | 433117 | 519413 | Norton | Darlington Central | Burdon Grange BESS | 33 | Northern Powergrid (Northeast) Limited | Storage Battery | Battery | No |  | 25 | 26.316 | [12 empty] | No | Accepted to Connect | 2021-02-11 | N/A | N/A | N/A |  |  | N/A | 26.316 | 25 | 26.316 |  |  | 2020-12-21
DATA NOT AVAILABLE | Morrow Edge Solar | Morrow Edge Solar | Burnhope PV Solar Park | Morrow Edge Farm | Durham | Country Durham | DH7 0DS | England | 419332 | 549327 | Stella South | Annfield | Morrow Edge Solar | 66 | Northern Powergrid (Northeast) Limited | Solar | Photovoltaic | No |  | 45 | 47.368 | [12 empty] | No | Accepted to Connect | 2021-02-11 | N/A | N/A | N/A |  |  | N/A | 47.368 | 45 | 47.368 |  |  | 0
DATA NOT AVAILABLE | Low Bohemia Farm | Low Bohemia Farm | Plainville Lane | Wigginton | York | North Yorkshire | YO32 2RG | England | 457768 | 459893 | Osbaldwick | Low Bohemia BESS | Low Bohemia BESS Direct | 132 | Northern Powergrid (Northeast) Limited | Storage Battery | Battery | No |  | 49.999 | 52.631 | [12 empty] | No | Accepted to Connect | 2021-04-23 | N/A | N/A | N/A |  |  | N/A | 52.631 | 49.999 | 52.631 |  |  | 2021-01-15
DATA NOT AVAILABLE | Skeeby Ph2 | Skeeby Ph2 | Land south of Skeeby Substation | Skeeby | Skeeby Solar | North Yorkshire | DL10 5DP | England | 419380 | 502554 | Norton | Skeeby | HESL Solar | 33 | Northern Powergrid (Northeast) Limited | Solar | Photovoltaic | No |  | 39.33 | 41.4 | [12 empty] | No | Accepted to Connect | 2021-03-24 | N/A | N/A | N/A |  |  | N/A | 41.4 | 39.33 | 41.4 |  |  | 2021-01-25
DATA NOT AVAILABLE | Norton Bacon Factory | Norton Bacon Factory | Karro Food Group | Hugden Way | Malton | North Yorkshire | Y017 9HQ | England | 478699 | 472456 | Osbaldwick | Malton Grid | Malton | 11 | Northern Powergrid (Northeast) Limited | Fossil Gas | Steam Turbine | Yes |  | 2.5 | 2.632 | [12 empty] | No | Accepted to Connect | 2021-04-23 | N/A | N/A | N/A |  |  | N/A | 2.632 | 0 | 0 |  |  | 2021-02-05
DATA NOT AVAILABLE | Old Malton Solar PV and BESS | Old Malton Solar PV and BESS | Land Adjacent to Old Malton Substation | Old Malton | Malton | North Yorkshire | YO17 6RT | England | 479861 | 474629 | Osbaldwick | Malton Grid | Harmony BESS | 66 | Northern Powergrid (Northeast) Limited | Solar | Photovoltaic | No |  | 49.9 | 52.526 | [12 empty] | No | Accepted to Connect | 2021-03-11 | N/A | N/A | N/A |  |  | N/A | 52.526 | 49.9 | 52.526 |  |  | 2021-02-10
DATA NOT AVAILABLE | Leyton Lees, Mains Lane, Bishop Monkton HG3 3QJ | Leyton Lees, Mains Lane, Bishop Monkton HG3 3QJ | Leyton Lees | Mains Lane | Bishop Monkton | North Yorkshire | HG3 3QJ | England | 432076 | 465614 | Knaresborough | Wormald Green 132/33kV | Leyton Hybrid | 33 | Northern Powergrid (Northeast) Limited | Solar | Photovoltaic | No |  | 43 | 45.263 | [12 empty] | No | Accepted to Connect | 2021-04-23 | N/A | N/A | N/A |  |  | N/A | 45.263 | 43 | 45.263 |  |  | 2021-02-18
DATA NOT AVAILABLE | South West of Station Lane | South West of Station Lane | South West of Station Lane | Burton Leonard | Harrogate | North Yorkshire | HG3 3R | England | 431335 | 464437 | Knaresborough | Wormald Green 132/11kV | Wormald Green 132/11kV Direct | 11 | Northern Powergrid (Northeast) Limited | Storage Battery | Battery | No |  | 6 | 6.316 | [12 empty] | No | Accepted to Connect | 2021-04-19 | N/A | N/A | N/A |  |  | N/A | 6.316 | 6 | 6.316 |  |  | 2020-07-30
DATA NOT AVAILABLE | Extension to South West of Station Lane | Extension to South West of Station Lane | South West of Station Lane | Burton Leonard | Harrogate | North Yorkshire | HG3 3R | England | 431335 | 464437 | Knaresborough | Wormald Green 132/11kV | Wormald Green 132/11kV Direct | 11 | Northern Powergrid (Northeast) Limited | Storage Battery | Battery | No |  | 2 | 2.105 | [12 empty] | No | Accepted to Connect | 2021-04-19 | N/A | N/A | N/A |  |  | N/A | 2.105 | 2 | 2.105 |  |  | 2020-10-22
DATA NOT AVAILABLE | Grimston Bar Vehicle Charging Station / PV-Batt | Grimston Bar Vehicle Charging Station / PV-Batt | Charging Point | Grimston Bar | York | North Yorkshire | YO19 5LA | England | 464589 | 451534 | Osbaldwick | Melrosegate | Melrosegate 33/11kV | 11 | Northern Powergrid (Northeast) Limited | Solar | Photovoltaic | No |  | 6 | 6.316 | [12 empty] | No | Accepted to Connect | 2021-04-26 | N/A | N/A | N/A |  |  | N/A | 6.316 | 6 | 6.316 |  |  | 2020-10-29
DATA NOT AVAILABLE | Broadway House | Broadway House | Broadway House Farm | Church Lane | Bedlington | Northumberland | NE22 5RS | England | 425884 | 580786 | Blyth 66kV | Blyth 66kV | Broadway House PV | 66 | Northern Powergrid (Northeast) Limited | Solar | Photovoltaic | No |  | 40.04 | 42.147 | [12 empty] | No | Accepted to Connect | 2021-04-26 | N/A | N/A | N/A |  |  | N/A | 42.147 | 40 | 42.105 |  |  | 2021-03-04
DATA NOT AVAILABLE | Yafforth Farm PV | Yafforth Farm PV | Willow Tree Farm | Thrintoft | Northallerton | North Yorkshire | DL7 0QA | England | 433203 | 496092 | Norton | Yafforth Farm | Yafforth Farm Direct | 132 | Northern Powergrid (Northeast) Limited | Solar | Photovoltaic | No |  | 49.5 | 52.105 | [12 empty] | No | Accepted to Connect | 2021-04-26 | N/A | N/A | N/A |  |  | N/A | 52.105 | 39.6 | 41.684 |  |  | 2021-02-23
DATA NOT AVAILABLE | Hurworth Moor PV | Hurworth Moor PV | Land at Hurworth Moor | Hurworth | Darlington | Country Durham | DL2 1QG | England | 431156 | 512491 | Norton | Darlington Central | Hurworth Moor Solar | 33 | Northern Powergrid (Northeast) Limited | Solar | Photovoltaic | No |  | 38 | 40 | [12 empty] | No | Accepted to Connect | 2021-04-26 | N/A | N/A | N/A |  |  | N/A | 40 | 38 | 40 |  |  | 2021-04-01
DATA NOT AVAILABLE | Bluestone Farm PV | Bluestone Farm PV | BLUESTONE FARM | LOWLANDS | BISHOP AUCKLAND | County Durham | DL13 5AW | England | 413547 | 525252 | Spennymoor GSP | Toronto | Bluestone Farm PV | 66 | Northern Powergrid (Northeast) Limited | Solar | Photovoltaic | No |  | 42.75 | 45 | [12 empty] | No | Accepted to Connect | 2021-06-10 | N/A | N/A | N/A |  |  | N/A | 45 | 40 | 42.105 |  |  | 2021-04-06
DATA NOT AVAILABLE | High Meadows 2 | High Meadows 2 | High Meadows 2 | Letch Lane | Stockton-On-Tees | County Durham | TS21 1EE | England | 440639 | 521520 | Norton | Norton 132/11kV | Norton 132/11kV Direct | 11 | Northern Powergrid (Northeast) Limited | Solar | Photovoltaic | No |  | 8.58 | 9.032 | [12 empty] | No | Accepted to Connect | 2021-05-11 | N/A | N/A | N/A |  |  | N/A | 9.032 | 8.58 | 9.032 |  |  | 2021-04-16
DATA NOT AVAILABLE | Park Lane EV Charger | Park Lane EV Charger | Stadium Former Petrol Station | Park Road | Gateshead | Tyne and Wear | NE10 0EA | England | 426696 | 563534 | West Boldon | West Boldon | Gateshead East | 11 | Northern Powergrid (Northeast) Limited | Storage Battery | Battery | No |  | 6 | 6.316 | [12 empty] | No | Accepted to Connect | 2021-06-10 | N/A | N/A | N/A |  |  | N/A | 6.316 | 6 | 6.316 |  |  | 2021-05-20
1574000300985 | Glaxosmith Barnard Solar | Glaxosmith Barnard Solar | Harmire Road | Harmire Road | Barnard Castle | County Durham | DL12 8DT | England | 405708 | 517662 | Spennymoor GSP | Toronto | Harmire Bridge | 20 | Northern Powergrid (Northeast) Limited | Solar | Photovoltaic | No |  | 12.75 | 13.421 | [12 empty] | No | Accepted to Connect | 2021-06-10 | N/A | N/A | N/A |  |  | N/A | 13.421 | 7 | 7.368 |  |  | 2021-05-27
2380000303419 | Buy It Direct PV | Buy It Direct PV | Neptune Way | Leeds Road | Huddersfield | West Yorkshire | HD2 1UA | England | 417044 | 419299 | Elland | Brighouse 132/33kV | Deighton | 11 | Northern Powergrid (Yorkshire) plc | Solar | Photovoltaic | No |  | 1.2 | 1.263 | [12 empty] | No | Accepted to Connect | 2021-07-14 | N/A | N/A | N/A |  |  | N/A | 1.263 | 1.2 | 1.2632 |  |  | 2021-06-29
DATA NOT AVAILABLE | Nordens Barn Farm | Nordens Barn Farm | Nordens Barn Farm | Nordens Barn Farm | Leeds | West Yorkshire | LS25 9AU | England | 466548 | 426704 | Drax | Osgodby 1/2 | Nordens Barn Farm | 33 | Northern Powergrid (Yorkshire) plc | Solar | Photovoltaic | No |  | 15 | 15.789 | [12 empty] | No | Accepted to Connect | 2021-07-14 | N/A | N/A | N/A |  |  | N/A | 15.789 | 15 | 15.7895 |  |  | 2021-06-10
DATA NOT AVAILABLE | KP CHP | KP CHP | KP Snacks Teesside | Macklin Avenue | Billingham | County Durham | TS23 4DU | England | 447588 | 524017 | Norton | North Tees | North Tees T1 T2 | 11 | Northern Powergrid (Northeast) Limited | Fossil Gas | Steam Turbine | Yes |  | 1.56 | 1.642 | [12 empty] | No | Accepted to Connect | 2021-07-14 | N/A | N/A | N/A |  |  | N/A | 1.642 | 1.56 | 1.642 |  |  | 2021-06-04
DATA NOT AVAILABLE | Bowesfield Flexible Energy Park | Bowesfield Flexible Energy Park | Bowesfield Flexible Energy Park | Bowesfield Crescent | Stockton-On-Tees | County Durham | TS18 3QX | England | 444236 | 517047 | Norton | Bowesfield | Bowesfield 33/11kV | 11 | Northern Powergrid (Northeast) Limited | Fossil Gas | Steam Turbine | Yes |  | 7.67 | 8.074 | [12 empty] | No | Accepted to Connect | 2021-07-14 | N/A | N/A | N/A |  |  | N/A | 8.074 | 7.67 | 8.074 |  |  | 2021-06-29
DATA NOT AVAILABLE | Knapton Generating Station | Knapton Generating Station | Knapton Generating Station | East Knapton | East Knapton | North Yorkshire | YO17 8JF | England | 488738 | 477660 | Osbaldwick | Knapton Generation | Knapton Generation Direct | 132 | Northern Powergrid (Northeast) Limited | Solar | Photovoltaic | No |  | 80 | 84.211 | [12 empty] | No | Accepted to Connect | 2021-07-14 | N/A | N/A | N/A |  |  | N/A | 84.211 | 80 | 84.211 |  |  | 2021-06-02
DATA NOT AVAILABLE | Thinford Storage BESS | Thinford Storage BESS | Thinford Storage | East Howle Farm | Ferryhill | County Durham | DL17 8SA | England | 429195 | 533909 | Spennymoor GSP | Thinford BESS | Thinford BESS Direct | 132 | Northern Powergrid (Northeast) Limited | Storage Battery | Battery | No |  | 104.4 | 109.895 | [12 empty] | No | Accepted to Connect | 2021-07-14 | N/A | N/A | N/A |  |  | N/A | 109.895 | 99.9 | 105.158 |  |  | 2021-06-14

## Drop Downs
Licence Area (Host DNO) | Status | Primary Resource type | Primary Technology/ Plant Type | CHP Co-Generation | Distribution Service Provider | Transmission Service Provider | In a Connection Queue | Countries | Point of Connection Voltage (kV) | Flexible Connection | Aggregated Service | Exclusivity | Reinforcement Driver | Reinforcement Type
Eastern Power Networks plc | Accepted to Connect | Advanced fuel gasification or pyrolysis | Battery | No | No | No | No | England | 0.415 | Yes | Yes | Yes | Connections Driven | Thermal Uprating
Electricity North West Limited | Connected | Biofuel biogas from anaerobic digestion (excluding landfill & sewage) | Compressed air system | To Be Confirmed | To Be Confirmed | To Be Confirmed | To Be Confirmed | Scotland | 6.6 | No | No | No | General Reinforcement | Voltage Related
London Power Networks plc |  | Biofuel landfill gas | Data not available | Yes | Yes | Yes | Yes | Wales | 11 | Data Not Available |  |  |  | Short Circuit Uprating
Northern Powergrid (Northeast) Limited |  | Biofuel other | Engine (combustion / reciprocating) | [5 empty] | 25 |  |  |  |  | Condition Based Replacement
Northern Powergrid (Yorkshire) plc |  | Biofuel sewage gas | Gas turbine (OCGT) | [5 empty] | 33 |  |  |  |  | Harmonics Related
Scottish Hydro Electric Power Distribution plc |  | Biomass | Geothermal power plant | [5 empty] | 66 |  |  |  |  | Other
South Eastern Power Networks plc |  | Data not available | Hydro power system | [5 empty] | 132
Southern Electric Power Distribution plc |  | Fossil (to be confirmed) | Liquid air system
SP Distribution Ltd |  | Fossil brown coal/lignite | Offshore wind turbines
SP Manweb plc |  | Fossil coal gas | Onshore wind turbines
Western Power Distribution (East Midlands) plc |  | Fossil Gas | Other
Western Power Distribution (South Wales) plc |  | Fossil hard coal | Photovoltaic
Western Power Distribution (South West) plc |  | Fossil oil | Steam turbine (thermal power plant)
Western Power Distribution (West Midlands) plc |  | Fossil oil shale | Steam-gas turbine (CCGT)
|  | Fossil peat | Tidal lagoons
|  | Geothermal | Tidal stream devices
|  | Hydro (to be confirmed) | Wave devices
Hydro reservoir (not pumped)
Hydro run of river
Hydrogen
Interconnector
Marine
Nuclear
Other
Solar
Storage battery
Storage other
Storage pumped
Waste
Wind
Flexible Demand

## DNO_SERVICES
NS1 | NS2 | NS3 | NS4 | NS5 | NS6 | NS7 | NS8
Distribution Services
Asset Reference | Aggregated Service? (Yes/No) | Service Reference | Grid Supply Point | Type of Service | MW Provided | Contract End Date | Exclusivity? (Yes/No)

## Reinforcements Template
| NR1 | NR2 | NR3 | NR4 | NR5 | NR6 | NR7
NETWORK REINFORCEMENT
| Distribution Reinforcement Reference (DER Template 54) | Works Reference | Works Description | Works Completion Date | Reinforcement Driver | Reinforcement Type | Licence Area
| NPG_Y_REIN_001 | 38731 | Replacement of Keadby | TBC | General Reinforcement | Short Circuit Uprating | Northern Powergrid (Yorkshire) plc
| NPG_Y_REIN_002 | 38363 | Kirk Sandall Asset Replacement | TBC | Connections Driven | Short Circuit Uprating | Northern Powergrid (Yorkshire) plc
| NR1 | NR2 | NR3 | NR4 | NR5 | NR6 | NR7
TRANSMISSION REINFORCEMENT
| Transmission Reinforcement Reference (DER Template 55) | Works Reference | Works Description | Works Completion Date | Reinforcement Driver | Reinforcement Type | Licence Area
Transmission Reinforcement Reference 2
Transmission Reinforcement Reference 3
---
---
---
---
---
---

## Description of Fields
| General Points | 1) The register includes all generation, storage and flexible demand resources where the Installed Generation Capacity, the Export Capacity or the Import Capacity is greater or equal to 1MW.
2) Where there is an addition to an existing development at a site, this is included in the register at a separate row during the "Accepted to Connect" phase. The will mean that there are more than one row for such sites. Once the addition has been connected, the additional row(s) will be combined with the original row.
3) Where MW figures are converted to MVA for inclusion in the register (or vice-versa), a power factor of 0.95 will be used. (I.e 1MW converts to 1.05MVA, 1MVA converts to 0.95MW).
4) Information on service provision to DNOs is included for all assets of 1MW or greater that are providing services. Information is also provided for assets of less than 1MW by aggregating those assets that are providing a particular service.
| GENERAL DATA | This section is completed for all customers with an installed capacity of 1MW or greater. This includes generators and storage but only those demand sites which are providing services.
Ref | Field Tag | Field Descriptor | Further Explanation | Register Version
1 | MPAN | The core meter point administration number, a 13-digit reference used in MPAS to identify the relevant Metering Point. | The core meter point administration number, a 13-digit reference used in MPAS to identify the relevant Metering Point. For generation entries, the "Export" MPAN should be included. For storage entries, the "Export" MPAN should also be included. For flexible demands, the "Import" MPAN should be included. Where sites are CVA Registered, no MPAN is included but indicate "CVA Registered" For "Accepted to Connect" generation, please indicate "data not available". | 2020-07-01
2 | Customer Name | Name of party that is connected or contracted to connect. | This is the name of the customer and would normally be clear from the connection agreement. | 2020-01-01
3 | Customer Site | Name of customer site/project name. | Depending on network companies, the Customer Site field could be referred to as the name of the customer site or the project name. This is left to the discretion of DNOs as this will lead to the commonly used name being captured. | 2020-01-01
4 | Address Line 1 | Site location. | Added as part of DCP 350 changes. | 2020-07-01
5 | Address Line 2 | Site location. | Added as part of DCP 350 changes. | 2020-07-01
6 | Town/City | Site location. | Added as part of DCP 350 changes. | 2020-07-01
7 | County | Site location. | Added as part of DCP 350 changes. | 2020-07-01
8 | Post Code | Site location. | Added as part of DCP 350 changes. | 2020-07-01
9 | Country | GB country customer site is connected within. | Included following stakeholder feedback. | 2020-09-01
10 | Location (X-coordinate) : Eastings | X coordinates for development site in British National Grid. The co-ordinates should refer to the location of the metering point at the customer site. | X coordinates for development site in British National Grid. For "Accepted to Connect" generation, please include the location of the metering point agreed as part of the connection process as a 6/7 digit Easting. In exceptional cases where the metering point is not located at the DER site (e.g. some off-shore wind sites), please use the co-ordinates of the DER site if this is known. | 2020-07-01
11 | Location (Y-coordinate) : Northings | Y coordinates for development site in British National Grid. The co-ordinates should refer to the location of the metering point at the customer site. | Y coordinates for development site in British National Grid. For "Accepted to Connect" generation, please include the location of the metering point agreed as part of the connection process as a 6 digit Northing. In exceptional cases where the metering point is not located at the DER site (e.g. some off-shore wind sites), please use the co-ordinates of the DER site if this is known. | 2020-07-01
12 | Grid Supply Point (GSP) | This is the point of delivery from the transmission system to a distribution system that is linked with the Customer Site. | In most cases, the Customer Site is linked with a single GSP. This is the site that is most commonly used to supply the customer connection. In some cases, where the distribution network parallels more than one GSP, it is proposed that only a single site is included and that this would indicate the GSP that is electrically closest to the Customer. This would be the substation taking (or providing) the largest proportion of a site's output (or input). | 2020-01-01
13 | Bulk Supply Point | This is the supply point on the DNO system (representing an EHV/EHV transformation level) linked with the Customer Site. | As with GSPs, where the distribution network parallels more than one BSP, only a single site is included and this is the BSP that is electrically closest to the Customer. This would be the substation taking (or providing) the largest proportion of a site's output (or input). | 2020-01-01
14 | Primary | This is the relevant primary substation on the DNO system linked with the Customer Site. | As with GSPs, where the distribution network parallels more than one Primary, only a single is included and this is the Primary that is electrically closest to the Customer. This would be the substation taking (or providing) the largest proportion of a site's output (or input). | 2020-01-01
15 | Point of Connection (POC) Voltage (kV) | This is the voltage at the Point of Connection to the distribution network. | Included in Phase 2 following stakeholder feedback. This is not necessarily the metered voltage. For "Accepted to Connect" generation, please include the Point of Connection voltage agreed as part of the connection process. | 2020-09-01
16 | Licence Area | This is the DNO Licence Area in which the Customer Site is/will be connected. | This is one of the 14 GB DNO licence areas. This is set up as a drop down list. | 2020-01-01
17 | Primary Resource Type | Meaning any of the below resource types used by technology in the production of electricity: Fossil Gas, Fossil coal gas, Fossil oil, Fossil oil shale, Fossil peat, Fossil brown coal/lignite, Fossil hard coal, Fossil (to be confirmed), Nuclear, Interconnector, Hydrogen, Solar, Wind, Hydro run of river, Hydro reservoir (not pumped), Hydro (to be confirmed), Marine, Geothermal, Biomass, Waste, Biofuel landfill gas, Biofuel sewage gas, Biofuel biogas from anaerobic digestion (excluding landfill & sewage), Biofuel other, Advanced fuel gasification or pyrolysis, Storage battery, Storage pumped, Storage other, Other, Data not available. Flexible Demand is indicated as a resource type. | In most cases, there will be a single resource type at the site and this will be shown in the "Primary Resource Type" field. In some cases there may be more than one resource type at a site and these are shown in the Resource Type 2 and Resource Type 3 fields. This is set up as a drop down list. | 2020-01-01
18 | Primary Technology / Plant Type | Meaning any of the below types technologies that export electricity onto a distribution network: Steam turbine (thermal power plant), Steam-gas turbine (CCGT), Gas turbine (OCGT), Onshore wind turbines, Offshore wind turbines, Photovoltaic, Engine (combustion / reciprocating), Hydro power system, Tidal lagoons, Tidal stream devices, Wave devices, Geothermal power plant, Battery, Compressed air system, Liquid air system, Other, Data not available. | Added as part of DCP 350 changes. This is the technology / plant type associated with the Primary Resource Type. This is set up as a drop down list. | 2020-07-01
19 | CHP Cogeneration | The simultaneous generation of usable heat and power (usually electricity) in a single process, thereby leading to reductions in the amount of wasted heat. | Added as part of DCP 350 changes. This indicates whether the Primary Resource & Technology / Plant Type is part of a CHP process. This is set up as a drop down list. | 2020-07-01
20 | Storage Duration | Divide the storage capacity (MWh) by the installed capacity (MW) and round it down to the nearest 0.5 (half-hour). If the value is less than 0.5 before rounding, it could be rounded to 0.5 hours so that it is not zero. | Added as part of DCP 350 changes. | 2020-07-01
21 | Primary Resource Type - Installed Capacity (MW) | This is the installed capacity of the "Primary Resource Type" expressed in MW. | Added as part of DCP 350 changes. This figure corresponds to the installed capacity of the largest (by capacity) "Resource Type" at the site. Where there are other resource types at the site and the capacity of the largest "Resource Type" is not explicitly known, this field is shown as "Data Not Available". Where the installed capacity is recorded by the network company only as a MVA figure, this is converted to MW using a conversion factor of 1.05. (I.e. 1MW converts to 1.05MVA.) | 2020-07-01
22 | Primary Resource Type - Installed Capacity (MVA) | This is the installed capacity of the "Primary Resource Type" expressed in MVA. | This figure corresponds to the installed capacity of the largest (by capacity) "Resource Type" at the site. Where there are other resource types at the site and the capacity of the largest "Resource Type" is not explicitly known, this field is shown as "Data Not Available". Where the installed capacity is recorded by the network company only as a MW figure, this is converted to MVA using a conversion factor of 0.95. (I.e. 1MW converts to 1.05MVA.) | 2020-01-01
23 | Resource Type 2 | Where there is more than one plant type at a site, the "Resource Type 2" and "Resource Type 3" fields would be used to show the resource types additional to the "Primary Resource Type". Meaning any of the below resource types used by technology in the production of electricity: Fossil Gas, Fossil coal gas, Fossil oil, Fossil oil shale, Fossil peat, Fossil brown coal/lignite, Fossil hard coal, Fossil (to be confirmed), Nuclear, Interconnector, Hydrogen, Solar, Wind, Hydro run of river, Hydro reservoir (not pumped), Hydro (to be confirmed), Marine, Geothermal, Biomass, Waste, Biofuel landfill gas, Biofuel sewage gas, Biofuel biogas from anaerobic digestion (excluding landfill & sewage), Biofuel other, Advanced fuel gasification or pyrolysis, Storage battery, Storage pumped, Storage other, Other, Data not available. Flexible Demand is indicated as a resource type. | In most cases, there will be a single resource type at the site and this will be shown in the "Primary Resource Type" field. In some cases there may be more than one resource type at a site and these are shown in the Resource Type 2 and Resource Type 3 fields. This is set up as a drop down list. | 2020-01-01
24 | Technology / Plant Type 2 | Meaning any of the below types technologies that export electricity onto a distribution network: Steam turbine (thermal power plant), Steam-gas turbine (CCGT), Gas turbine (OCGT), Onshore wind turbines, Offshore wind turbines, Photovoltaic, Engine (combustion / reciprocating), Hydro power system, Tidal lagoons, Tidal stream devices, Wave devices, Geothermal power plant, Battery, Compressed air system, Liquid air system, Other, Data not available. | Added as part of DCP 350 changes. This is the technology / plant type associated with the Resource Type 2. This is set up as a drop down list. | 2020-07-01
25 | CHP Cogeneration Type 2 | The simultaneous generation of usable heat and power (usually electricity) in a single process, thereby leading to reductions in the amount of wasted heat. | Added as part of DCP 350 changes. This indicates whether the Resource & Technology / Plant Type 2 is part of a CHP process. This is set up as a drop down list. | 2020-07-01
26 | Storage Duration Type 2 | Divide the storage capacity (MWh) by the installed capacity (MW) and round it down to the nearest 0.5 (half-hour). If the value is less than 0.5 before rounding, it could be rounded to 0.5 hours so that it is not zero. | Added as part of DCP 350 changes. | 2020-07-01
27 | Resource Type 2 - Installed Capacity (MW) | This is the installed capacity of the "Resource Type 2" expressed in MW. | Added as part of DCP 350 changes. This figure corresponds to the installed capacity of the "Resource Type 2" at the site. Where the capacity of this "Resource Type" is not explicitly known, this field is shown as "Data Not Available". Where the installed capacity is recorded by the network company only as a MVA figure, this is converted to MW using a conversion factor of 1.05. (I.e. 1MW converts to 1.05MVA.) | 2020-07-01
28 | Resource Type 2 - Installed Capacity (MVA) | This is the installed capacity of the "Resource Type 2" expressed in MVA. | This figure corresponds to the installed capacity of the "Resource Type 2" at the site. Where the capacity of this "Resource Type" is not explicitly known, this field is shown as "Data Not Available". Where the installed capacity is recorded by the network company only as a MW figure, this is converted to MVA using a conversion factor of 0.95. (I.e. 1MW converts to 1.05MVA.) | 2020-01-01
29 | Resource Type 3 | Where there is more than one plant type at a site, the "Resource Type 2" and "Resource Type 3" fields would be used to show the resource types additional to the "Primary Resource Type". Meaning any of the below resource types used by technology in the production of electricity: Fossil Gas, Fossil coal gas, Fossil oil, Fossil oil shale, Fossil peat, Fossil brown coal/lignite, Fossil hard coal, Fossil (to be confirmed), Nuclear, Interconnector, Hydrogen, Solar, Wind, Hydro run of river, Hydro reservoir (not pumped), Hydro (to be confirmed), Marine, Geothermal, Biomass, Waste, Biofuel landfill gas, Biofuel sewage gas, Biofuel biogas from anaerobic digestion (excluding landfill & sewage), Biofuel other, Advanced fuel gasification or pyrolysis, Storage battery, Storage pumped, Storage other, Other, Data not available. Flexible Demand is indicated as a resource type. | In most cases, there will be a single resource type at the site and this will be shown in the "Primary Resource Type" field. In some cases there may be more than one resource type at a site and these are shown in the Resource Type 2 and Resource Type 3 fields. This is set up as a drop down list. | 2020-01-01
30 | Technology / Plant Type 3 | Meaning any of the below types technologies that export electricity onto a distribution network: Steam turbine (thermal power plant), Steam-gas turbine (CCGT), Gas turbine (OCGT), Onshore wind turbines, Offshore wind turbines, Photovoltaic, Engine (combustion / reciprocating), Hydro power system, Tidal lagoons, Tidal stream devices, Wave devices, Geothermal power plant, Battery, Compressed air system, Liquid air system, Other, Data not available. | Added as part of DCP 350 changes. This is the technology / plant type associated with the Resource Type 3. This is set up as a drop down list. | 2020-07-01
31 | CHP Cogeneration Type 3 | The simultaneous generation of usable heat and power (usually electricity) in a single process, thereby leading to reductions in the amount of wasted heat. | Added as part of DCP 350 changes. This indicates whether the Resource & Technology / Plant Type 3 is part of a CHP process. This is set up as a drop down list. | 2020-07-01
32 | Storage Duration Type 3 | Divide the storage capacity (MWh) by the installed capacity (MW) and round it down to the nearest 0.5 (half-hour). If the value is less than 0.5 before rounding, it could be rounded to 0.5 hours so that it is not zero. | Added as part of DCP 350 changes. | 2020-07-01
33 | Resource Type 3 - Installed Capacity (MW) | This is the installed capacity of the "Resource Type 3" expressed in MW. | Added as part of DCP 350 changes. This figure corresponds to the installed capacity of the "Resource Type 3" at the site. Where the capacity of this "Resource Type" is not explicitly known, this field is shown as "Data Not Available". Where the installed capacity is recorded by the network company only as a MVA figure, this is converted to MW using a conversion factor of 1.05. (I.e. 1MW converts to 1.05MVA.) | 2020-07-01
34 | Resource Type 3 - Installed Capacity (MVA) | This is the installed capacity of the "Resource Type 3" expressed in MVA. | This figure corresponds to the installed capacity of the "Resource Type 3" at the site. Where the capacity of this "Resource Type" is not explicitly known, this field is shown as "Data Not Available". Where the installed capacity is recorded by the network company only as a MW figure, this is converted to MVA using a conversion factor of 0.95. (I.e. 1MW converts to 1.05MVA.) | 2020-01-01
35 | Flexible Connection (Yes/No) | Is the connection contingent on a flexible connection arrangement during normal operating arrangements such as Active Network Management (ANM)? Note - This field has been amended in September 2020 to provide a wider view of DER with flexible connection arrangements. | This is a Yes/No selection to identify if, or if not, a managed connection arrangement is in place. To identify a "Flexible Connection", the the definition for "Flexible Connections" from the Terms and Definitions document published by the ENA Open Networks project is used. Going forward, the type of managed arrangement might be included. This is set up as a drop down list (Yes/No). Note - This field has been amended in September 2020 to provide a wider view of DER with flexible connection arrangements. | 2020-09-01
36 | Connection Status | "Connected" or "Accepted to Connect"? | Indicates whether the resource is already connected or accepted to connect. This is set up as a drop down list. | 2020-01-01
37 | Last Updated | Date on which item was last updated in the register. | Added as part of DCP 350 changes. For the first release of Embedded Capacity Register (ECR), this date would correspond to the ECR publication date for all resource entries. When resource entries are subsequently updated, the date would be updated to either the date on which the relevant data item changed, or the publication of the ECR first showing the change. | 2020-07-01
| ALREADY CONNECTED | This section is completed for all Customer Sites with an installed capacity of 1MW or greater which are already connected to the Distribution Network. This includes generators and storage but only those demand sites which are providing services.
| Field Tag | Field Descriptor | Further Explanation | Register Version
38 | Installed Generation Capacity (MVA) | This is the total installed capacity of generation which is connected at each Customer Site expressed in MVA. | This field is only completed for sites with generation. The capacity is given in MVA. If the installed capacity is recorded by the network company only as a MW figure, this is converted to MVA using a conversion factor of 0.95. (I.e. 1MW converts to 1.05MVA.) Where there are more than 1 resource type at a site, the "Installed Generation Capacity" is the sum of the capacities of these resource types. | 2020-01-01
39 | Export Capacity (MW) | This is the total MW export capacity permitted as per the connection agreement. | This field applies to sites with generation and storage facilities. If the export capacity is recorded by the network company only as a MVA figure, this is converted to MW using a conversion factor of 0.95. (I.e. 1MVA converts to 0.95MW.) | 2020-01-01
40 | Export Capacity (MVA) | This is the total MVA export capacity permitted as per the connection agreement. | This field applies to sites with generation and storage facilities. If the export capacity is recorded by the network company only as a MW figure, this is converted to MVA using a conversion factor of 0.95. (I.e. 1MW converts to 1.05MVA.) | 2020-01-01
41 | Import Capacity (MW) | This is the total MW import capacity permitted as per the connection agreement. | This field largely applies to sites with flexible demand and storage facilities. If the import capacity is recorded by the network company only as a MVA figure, this is converted to MW using a conversion factor of 0.95. (I.e. 1MVA coverts to 0.95MW.) For generator sites where the demand is relatively small to meet auxiliary site supplies, a MW figure is not given. Instead, "AUX" is inserted. | 2020-01-01
42 | Import Capacity (MVA) | This is the total MVA export capacity permitted as per the connection agreement. | This field largely applies to sites with flexible demand and storage facilities. If the import capacity is recorded by the network company only as a MW figure, this is converted to MVA using a conversion factor of 0.95. (I.e. 1MW converts to 1.05MVA.) For generator sites where the demand is relatively small to meet auxiliary site supplies, a MVA figure is not given. Instead, "AUX" is inserted. | 2020-01-01
43 | Date Connected | Date Project connected to network and energised. | This is the date the resource was connected and energised. Where there have been additions to the capacity at the site, this date reflects the date of the most recent change. | 2020-01-01
| ACCEPTED TO CONNECT | This section is completed for all Customer Sites with an installed capacity of 1MW or greater who have contracted (agreed) to connect to the Distribution Network. This includes generators and storage but only those demand sites which are providing services.
| Field Tag | Field Descriptor | Further Explanation | Register Version
44 | Accepted to Connect Generation Capacity (MVA) | This is the total additional generation that is accepted to connect at the site expressed in MVA. | This field is only completed for sites where additional generation is accepted to connect. The capacity is given in MVA. If the additional generation to be installed is recorded by the network company only as a MW figure, this is converted to MVA using a conversion factor of 0.95. (I.e. 1MW coverts to 1.05MVA.) | 2020-01-01
45 | Export Capacity (MW) | This is the total additional MW export capacity permitted as per the connection agreement. | This field applies to sites with generation and storage facilities. If the additional export capacity is recorded by the network company only as a MVA figure, this is converted to MW using a conversion factor of 0.95. (I.e. 1MVA converts to 0.95MW.) | 2020-01-01
46 | Export Capacity (MVA) | This is the total additional MVA export capacity permitted as per the connection agreement. | This field applies to sites with generation and storage facilities. If the additional export capacity is recorded by the network company only as a MW figure, this is converted to MVA using a conversion factor of 0.95. (I.e. 1MW converts to 1.05MVA.) | 2020-01-01
47 | Import Capacity (MW) | This is the total additional MW import capacity permitted as per the connection agreement. | This field applies to sites with flexible demand and storage facilities. If the additional import capacity is recorded by the network company only as a MVA figure, this is converted to MW using a conversion factor of 0.95. (I.e. 1MVA coverts to 0.95MW.) | 2020-01-01
48 | Import Capacity (MVA) | This is the total additional MVA import capacity permitted as per the connection agreement. | This field applies to sites with flexible demand and storage facilities. If the additional import capacity is recorded by the network company only as a MW figure, this is converted to MVA using a conversion factor of 0.95. (I.e. 1MW converts to 1.05MVA.) | 2020-01-01
49 | Date Accepted | Date customer contracted with GBSO/DNO/IDNO. | This refers to the date when the customer accepted their Connection Offer with the host network company. | 2020-01-01
50 | Target Energisation Date | Estimated date of energisation. This date is likely to change to reflect the latest date notified by customers. | This is the agreed or expected date for energisation of the customer facilities. For distribution connections, the date is likely to be a latest estimate based on the progress of the customer's project. The date is liable to change to reflect to latest date notified by customers. | 2020-01-01
| PROVIDING SERVICES | This section is completed for all customers with an installed capacity of 1MW or greater which are providing services to DNOs, the ESO or the TO.
Ref | Field Tag | Field Descriptor | Further Explanation | Register Version
51 | Distribution Service Provider (Y/N) | Does the resource provide services to a DNO? | This is set up as a drop down list. | 2020-01-01
52 | Transmission Service Provider (Y/N) | Does the resource provide services to the ESO or a TO? | This is set up as a drop down list. | 2020-01-01
53 | Reference | A unique reference to link to the Providing Services tab. | This is a reference used to identify the resource in the Providing Services tab. | 2020-01-01
| ACCEPTED TO CONNECT | This section should be completed for all customers of 1MW or more in size that have agreements in place to connect to the network. Include generators, storage but only those demand sites that are providing services.
| Field Tag | Field Descriptor | Further Explanation | SWRR Version
54 | In a Connection Queue (Y/N) | This field indicates whether the the "Accepted to Connect" resource is part of a connection queue. | This is set up as a drop down list (Yes/No). | 2020-09-01
55 | Distribution Reinforcement Reference | Unique reference to relevant distribution reinforcement required for connection. The provision of sole-use distribution assets are not included. | This is an internal reference (or references) to distribution and transmission reinforcements that may be required. Further reinforcement information is captured separately in the register. The unique references would indicate whether the reinforcement was distribution or transmission, the network company & area, and a number. Examples are "D_WPD_SW_02769" or "T_SPT_01642". For distribution reinforcements, the provision of sole-use assets are not included. | 2020-07-01
56 | Transmission Reinforcement Reference | Unique reference to relevant transmission reinforcement required for connection. | This is an internal reference (or references) to distribution and transmission reinforcements that may be required. Further reinforcement information is captured separately in the register. The unique references would indicate whether the reinforcement was distribution or transmission, the network company & area, and a number. Examples are "D_WPD_SW_02769" or "T_SPT_01642". | 2020-07-01
| NETWORK REINFORCEMENT | This section should be completed for all customers of 1MW or more in size that have agreements in place to connect to the network and where the connection is contingent on the completion of network reinforcement. Include generators, storage but only those demand sites that are providing services. For Distribution, only network reinforcements at HV and above voltages should be included.
Ref | Field Tag | Field Descriptor | Further Explanation | SWRR Version
NR1 | Distribution (or Transmission) Reinforcement Reference | This is a cross-reference from the DER Template. It is a unique reference to relevant distribution (or transmission) reinforcement required for connection. The provision of sole-use distribution assets are not included. | This is an internal reference (or references) to distribution and transmission reinforcements that may be required. This should cross reference to fields 55 and 56 from the DER Template. | 2020-07-01
NR2 | Works Reference | Reinforcement Reference Number. | This is a unique reference used by the network company to identify the reinforcement. | 2020-07-01
NR3 | Works Description | Reinforcement Title/Summary Description. | This would be limited to a fixed number of characters. It is anticipated that this information would be replicated from existing information elsewhere in network company systems. This field is limited to 1000 characters. | 2020-07-01
NR4 | Works Completion Date | Planned Completion Date of Works. |  | 2020-07-01
NR5 | Reinforcement Driver | Is reinforcement classed as "general reinforcement" or "connections driven"? Note - it is expected that all reinforcement, "connections driven" or "general reinforcement", that is needed to connect the generator will be included. Additional "general reinforcement" may be included in this part of the register to provide a fuller picture on ongoing distribution reinforcement. | This is either"general reinforcement" or "connections driven" and is set up as a drop-down selection. The provision of sole-use distribution assets are not included. Note - it is expected that all reinforcement, "connections driven" or "general reinforcement", that is needed to connect the generator will be included. Additional "general reinforcement" may be included in this part of the register to provide a fuller picture on ongoing distribution reinforcement. | 2020-07-01
NR6 | Reinforcement Type | Is reinforcement to enable increased thermal ratings, increased fault levels etc? | This would be a drop down list of key categories. Suggested categories are: "thermal uprating", "voltage reinforcement", "short circuit uprating", "condition based replacement", "harmonics related" or "other". The provision of sole-use distribution assets are not included. This is set up as a drop down list. | 2020-07-01
NR7 | Licence Area | Licence area where works will be delivered. | This is set up as a drop down list. | 2020-07-01
| PROVIDING SERVICES | This section is completed for all customers with an installed capacity of 1MW or greater which are providing services to DNOs. Information should also be provided for assets sized at less than 1MW by aggregating those assets that are providing a particular service.
Ref | Field Tag | Field Descriptor | Further Explanation | Register Version
NS1 | Asset Reference | This relates to the "Reference" column in the "Providing Services" section within the DNO_Connections Worksheet. This indicates individual assets with an installed capacity of 1MW or greater that are providing services. | This identifies the specific resource that is providing a service. It is a cross-reference from Ref 53 on the main DER Template. If the entry relates to assets of less than 1MW that are providing the service, this field is left blank. | 2020-01-01
NS2 | Aggregated Service | Are resources being aggregated to provide this part of the service? | This field is being used to indicate whether this row relates to an aggregated contribution from assets that are less than 1MW. This is set up as a drop down list (Yes/No). | 2020-01-01
NS3 | Service Identifier | This field identifies the particular network company service area. | This field is left to the discretion of the network company to identify a reference to a service. For example, it could be a particular Constraint Managed Zone identifier. | 2020-01-01
NS4 | Grid Supply Point | This is the Grid Supply Point that is linked electrically with the resource (or to the aggregated group of resources). | For assets of 1MW or greater, this would be same as Ref 3 in the in the main DER template. For resources less than 1MW that are being aggregated and that don’t appear in the General Data section of the register, this is the GSP that is electrically closest to the aggregated resources. This field provides a high level locational reference. | 2020-01-01
NS5 | Type of Service | The type of service being provided. | For services to DNOs, the 4 ENA service types are used. | 2020-01-01
NS6 | MW Provided | This is the capacity of service provided expressed in MW. | This is the amount of service that is contracted. | 2020-01-01
NS7 | Contract End Date | End date of ongoing contract. | This is the end-date of the ongoing contract. | 2020-01-01
NS8 | Exclusivity | Does contract require customer site to limit provision of services to other parties? | This indicates whether the terms of service provision mean that the resource(s) are precluded from providing other services. This is set up as a drop down list (Yes/No). | 2020-01-01